## Measurements
Measured distance (m) | Measured illuminance (lx) | Calculated lum. intensity (cd)
1 | 213 | 213
1.5 | 94.9 | 213.525
2 | 53.4 | 213.6
2.5 | 34.2 | 213.75
3 | 23.7 | 213.3
| Mean: | 213.435
| Std Dev: | 0.26153
| 2SD/Avg: | 0.2451%

## Uncertainty types
Uncertainty component | Value | Distribution
Detector calibration | 1 % (k = 2) | Normal
Detector resolution | Variable | Rectangular
Distance meter calibration | 2 mm (k = 2) | Normal
Distance meter resolution | 0.5 mm | Rectangular

## Sampling
Simple example with individual samples (not exhaustive) - press F9 to refresh
| Meas | Uncertainties |  | Samples |  | Sample | Meas | Uncertainties |  | Samples |  | Sample | Calc
Meas | Illum | Det Cal | Det Res | Det Cal | Det Res | Illum | Dist | Meter Cal | Meter Res | Meter Cal | Meter Res | Dist | Int
No. | (lx) | (%) | (lx) | (lx) | (lx) | (lx) | (m) | (m) | (m) | (m) | (m) | (m) | (cd)
1 | 213 | 1 | 0.5 | 0.16882 | 0.31472 | 213.4835 | 1 | 0.002 | 0.0005 | -0.00085342 | -0.00024986 | 0.9989 | 213.0127
2 | 94.9 | 1 | 0.05 | 0.26206 | -0.0014341 | 95.1606 | 1.5 | 0.002 | 0.0005 | -8.5887e-05 | 2.3559e-05 | 1.4999 | 214.0936
3 | 53.4 | 1 | 0.05 | -0.032407 | -0.0049302 | 53.3627 | 2 | 0.002 | 0.0005 | 0.0027929 | -3.1733e-05 | 2.0028 | 214.0404
4 | 34.2 | 1 | 0.05 | 0.29182 | 0.0020215 | 34.4938 | 2.5 | 0.002 | 0.0005 | 0.0012243 | 0.00027853 | 2.5015 | 215.8458
5 | 23.7 | 1 | 0.05 | 0.032118 | 0.0019059 | 23.734 | 3 | 0.002 | 0.0005 | -0.0012358 | -4.1771e-05 | 2.9987 | 213.4243
[12 empty] | Average: | 214.0834

## Monte Carlo
[11 empty] | Absolute Uncert. |  | Relative Uncert.
Input parameters |  |  | Press F9 to refresh
Measured illuminance: | 23.7 | lx | [5 empty] | Original measured value: | 213.3 | cd
Calib uncertainty: | 1% | [6 empty] | Lowest 2.5% point: | #NAME? | cd | #NAME? | cd | #NAME?
Resolution: | 0.05 | lx | Lower | 205.289 |  |  |  | Highest 2.5% point: | #NAME? | cd | #NAME? | cd | #NAME?
Distance measured: | 3 | m | Upper | 221.9439 |  |  |  | 2 standard deviations: | 2.1858 | cd
Distance meter cal: | 0.002 | m | Bins | 30 |  |  |  | 2 standard deviations: | 1.025%
Distance meter resolution: | 0.0005 | m | Bin width | 0.55516
5000
Samples (cd) |  | Sorted (cd) | # | Lower | Upper | Range | Count
212.7178 |  | #NAME? | 0 | 205.289 | 205.8441 | 205.3-205.8 | 0
214.546 |  | 209.4289 | 1 | 205.8441 | 206.3993 | 205.8-206.4 | 0
212.5934 |  | 209.5057 | 2 | 206.3993 | 206.9545 | 206.4-207.0 | 0
213.4325 |  | 209.7003 | 3 | 206.9545 | 207.5096 | 207.0-207.5 | 0
213.3674 |  | 209.7004 | 4 | 207.5096 | 208.0648 | 207.5-208.1 | 0
215.2686 |  | 209.8875 | 5 | 208.0648 | 208.62 | 208.1-208.6 | 0
212.3289 |  | 209.995 | 6 | 208.62 | 209.1751 | 208.6-209.2 | 0
213.8137 |  | 210.0217 | 7 | 209.1751 | 209.7303 | 209.2-209.7 | 2
213.603 |  | 210.1315 | 8 | 209.7303 | 210.2855 | 209.7-210.3 | 17
211.6722 |  | 210.2318 | 9 | 210.2855 | 210.8406 | 210.3-210.8 | 52
213.4189 |  | 210.2999 | 10 | 210.8406 | 211.3958 | 210.8-211.4 | 130
213.6673 |  | 210.3348 | 11 | 211.3958 | 211.9509 | 211.4-212.0 | 343
212.8027 |  | 210.3757 | 12 | 211.9509 | 212.5061 | 212.0-212.5 | 622
212.2067 |  | 210.4072 | 13 | 212.5061 | 213.0613 | 212.5-213.1 | 884
214.0414 |  | 210.432 | 14 | 213.0613 | 213.6164 | 213.1-213.6 | 1006
212.6959 |  | 210.4392 | 15 | 213.6164 | 214.1716 | 213.6-214.2 | 888
213.008 |  | 210.484 | 16 | 214.1716 | 214.7268 | 214.2-214.7 | 582
214.378 |  | 210.4993 | 17 | 214.7268 | 215.2819 | 214.7-215.3 | 296
213.2957 |  | 210.5025 | 18 | 215.2819 | 215.8371 | 215.3-215.8 | 131
213.9671 |  | 210.5244 | 19 | 215.8371 | 216.3923 | 215.8-216.4 | 36
212.7295 |  | 210.5495 | 20 | 216.3923 | 216.9474 | 216.4-216.9 | 8
213.8882 |  | 210.5647 | 21 | 216.9474 | 217.5026 | 216.9-217.5 | 2
211.4964 |  | 210.5683 | 22 | 217.5026 | 218.0578 | 217.5-218.1 | 1
212.4961 |  | 210.5734 | 23 | 218.0578 | 218.6129 | 218.1-218.6 | 0
212.0192 |  | 210.5978 | 24 | 218.6129 | 219.1681 | 218.6-219.2 | 0
213.6763 |  | 210.6057 | 25 | 219.1681 | 219.7233 | 219.2-219.7 | 0
211.9911 |  | 210.6108 | 26 | 219.7233 | 220.2784 | 219.7-220.3 | 0
214.0916 |  | 210.6214 | 27 | 220.2784 | 220.8336 | 220.3-220.8 | 0
213.6482 |  | 210.6229 | 28 | 220.8336 | 221.3887 | 220.8-221.4 | 0
213.9194 |  | 210.6238 | 29 | 221.3887 | 221.9439 | 221.4-221.9 | 0
212.4661 |  | 210.6288
213.3986 |  | 210.6363
212.1877 |  | 210.6366
213.3287 |  | 210.6423
212.6958 |  | 210.6478
212.8709 |  | 210.6731
211.4143 |  | 210.6857
213.3741 |  | 210.6874
216.5969 |  | 210.6897
213.632 |  | 210.6997
212.7083 |  | 210.7055
213.9123 |  | 210.7163
213.1441 |  | 210.7592
212.6582 |  | 210.7916
213.9293 |  | 210.7991
213.8701 |  | 210.8017
213.4302 |  | 210.8082
212.7988 |  | 210.8197
213.6896 |  | 210.8205
211.8608 |  | 210.8235
211.3238 |  | 210.8258
212.9715 |  | 210.8363
213.4485 |  | 210.8393
213.3114 |  | 210.8522
213.0294 |  | 210.8673
213.4773 |  | 210.8689
212.9606 |  | 210.8799
211.691 |  | 210.8992
213.481 |  | 210.8998
213.1768 |  | 210.9027
213.8806 |  | 210.9089
214.3813 |  | 210.9256
214.9121 |  | 210.9352
212.6385 |  | 210.9366
214.4386 |  | 210.9489
211.2614 |  | 210.9782
212.8297 |  | 210.9825
213.9129 |  | 210.9885
214.9744 |  | 210.9924
211.8462 |  | 210.9977
212.8954 |  | 211.0018
213.8714 |  | 211.005
212.9983 |  | 211.0083
212.6081 |  | 211.0242
213.319 |  | 211.0322
213.1204 |  | 211.0384
212.5097 |  | 211.0402
212.9938 |  | 211.0471
211.8351 |  | 211.0559
212.5681 |  | 211.064
213.7094 |  | 211.0786
215.0853 |  | 211.0795
213.8619 |  | 211.0812
214.0721 |  | 211.096
212.4586 |  | 211.1092
211.8574 |  | 211.1094
213.4153 |  | 211.1124
212.0003 |  | 211.1193
212.1227 |  | 211.1221
213.4566 |  | 211.1223
212.3879 |  | 211.123
212.5277 |  | 211.124
213.8354 |  | 211.1241
210.925 |  | 211.126
211.9608 |  | 211.126
212.8576 |  | 211.1284
212.7468 |  | 211.1447
213.4865 |  | 211.1615
215.1223 |  | 211.1622
212.7663 |  | 211.17
213.6136 |  | 211.1715
212.719 |  | 211.1737
214.6394 |  | 211.184
212.8227 |  | 211.185
213.8276 |  | 211.2004
214.444 |  | 211.2013
212.5633 |  | 211.2019
212.0528 |  | 211.2037
213.4352 |  | 211.2093
214.2624 |  | 211.2148
213.4976 |  | 211.2192
213.7628 |  | 211.2206
212.8118 |  | 211.2237
212.3407 |  | 211.2285
213.6596 |  | 211.2328
212.4662 |  | 211.2347
215.0648 |  | 211.2452
213.7437 |  | 211.2516
211.8592 |  | 211.2532
212.287 |  | 211.2545
214.0607 |  | 211.257
211.3359 |  | 211.2615
213.369 |  | 211.2648
214.409 |  | 211.2674
215.2251 |  | 211.2679
214.6608 |  | 211.2685
213.5493 |  | 211.2733
214.4088 |  | 211.2785
213.904 |  | 211.2873
213.6356 |  | 211.2925
212.417 |  | 211.2937
211.1142 |  | 211.2981
213.1905 |  | 211.3018
212.7244 |  | 211.3084
212.4759 |  | 211.3084
213.9324 |  | 211.3102
212.2835 |  | 211.3111
212.5381 |  | 211.3129
212.331 |  | 211.3139
213.5646 |  | 211.3176
213.8413 |  | 211.3179
212.4093 |  | 211.3179
214.0532 |  | 211.3233
212.7234 |  | 211.33
214.042 |  | 211.3369
212.9838 |  | 211.3394
212.9386 |  | 211.3404
213.4 |  | 211.3405
211.7856 |  | 211.3431
212.9838 |  | 211.3435
213.172 |  | 211.3452
214.1883 |  | 211.3472
212.1501 |  | 211.3497
214.1027 |  | 211.3516
213.1638 |  | 211.3519
215.2215 |  | 211.3523
212.7617 |  | 211.353
215.7919 |  | 211.3563
214.0374 |  | 211.3616
211.5872 |  | 211.3616
213.8269 |  | 211.3633
212.0506 |  | 211.3648
213.162 |  | 211.3649
212.8367 |  | 211.365
215.4243 |  | 211.3683
214.6271 |  | 211.37
214.2933 |  | 211.3747
214.128 |  | 211.3774
212.2216 |  | 211.3794
213.6552 |  | 211.3801
211.6 |  | 211.3803
211.5278 |  | 211.3821
212.4327 |  | 211.385
212.6513 |  | 211.3886
212.5217 |  | 211.3888
214.2698 |  | 211.3898
212.4834 |  | 211.3899
214.0496 |  | 211.3933
211.9404 |  | 211.3934
215.187 |  | 211.3976
213.2367 |  | 211.3991
215.0543 |  | 211.4003
212.3206 |  | 211.4034
213.0243 |  | 211.407
212.4516 |  | 211.4105
215.3431 |  | 211.412
211.4364 |  | 211.4132
214.6182 |  | 211.4139
213.043 |  | 211.4146
213.9319 |  | 211.4151
213.1615 |  | 211.4185
213.949 |  | 211.426
212.9362 |  | 211.4275
213.4498 |  | 211.4331
212.5583 |  | 211.436
215.5696 |  | 211.4373
212.1414 |  | 211.4375
213.4823 |  | 211.4378
213.5866 |  | 211.4404
215.1554 |  | 211.4423
212.7517 |  | 211.4449
211.7881 |  | 211.4456
212.0972 |  | 211.4467
213.3299 |  | 211.4503
211.5457 |  | 211.452
213.9725 |  | 211.4524
214.777 |  | 211.4541
215.6271 |  | 211.4596
212.3111 |  | 211.4617
211.0659 |  | 211.4631
214.6038 |  | 211.4676
213.0977 |  | 211.4696
212.0776 |  | 211.4733
211.3424 |  | 211.4737
214.1822 |  | 211.4739
213.9693 |  | 211.4783
213.3384 |  | 211.4804
213.0668 |  | 211.4814
212.5619 |  | 211.4826
214.1051 |  | 211.4837
213.5888 |  | 211.488
212.6247 |  | 211.4881
210.8074 |  | 211.4911
215.4141 |  | 211.4972
212.2098 |  | 211.4977
215.7357 |  | 211.4978
213.1309 |  | 211.4998
211.5746 |  | 211.5018
213.5029 |  | 211.5028
213.9754 |  | 211.5045
215.022 |  | 211.5047
214.5594 |  | 211.5058
215.0535 |  | 211.5075
214.4213 |  | 211.5087
212.3657 |  | 211.5087
211.0208 |  | 211.5101
213.7274 |  | 211.5112
212.0764 |  | 211.5142
212.1975 |  | 211.5145
214.0295 |  | 211.5151
213.4413 |  | 211.5174
214.4556 |  | 211.5176
213.2269 |  | 211.5209
213.0766 |  | 211.5212
215.3815 |  | 211.525
212.9937 |  | 211.5273
212.2397 |  | 211.5313
214.5937 |  | 211.5345
212.6132 |  | 211.5375
212.9902 |  | 211.5375
212.5696 |  | 211.5401
215.9984 |  | 211.5437
211.5245 |  | 211.5444
213.6508 |  | 211.5476
214.6076 |  | 211.549
214.4415 |  | 211.5496
213.1397 |  | 211.5499
213.7394 |  | 211.5501
212.6966 |  | 211.5502
213.1691 |  | 211.551
213.1961 |  | 211.5558
213.8919 |  | 211.5588
212.7455 |  | 211.5642
213.2919 |  | 211.5674
213.1688 |  | 211.5675
214.1511 |  | 211.5694
212.2346 |  | 211.5711
214.2526 |  | 211.5724
212.7311 |  | 211.5752
213.3542 |  | 211.5762
215.0237 |  | 211.5786
213.4926 |  | 211.5792
211.9456 |  | 211.5846
213.0554 |  | 211.5846
214.7986 |  | 211.5897
213.8597 |  | 211.5931
214.169 |  | 211.5937
214.2035 |  | 211.5985
214.6 |  | 211.5989
213.662 |  | 211.599
212.7306 |  | 211.6019
211.4874 |  | 211.6022
212.7903 |  | 211.6029
213.6344 |  | 211.604
213.0859 |  | 211.6044
211.8253 |  | 211.6063
213.4675 |  | 211.6103
212.1375 |  | 211.613
216.2582 |  | 211.6164
215.1797 |  | 211.6223
213.6743 |  | 211.6241
213.3567 |  | 211.6264
212.4834 |  | 211.6271
212.9313 |  | 211.6297
212.0301 |  | 211.6311
212.8377 |  | 211.6316
212.7897 |  | 211.6357
214.3178 |  | 211.636
212.1153 |  | 211.6367
213.5959 |  | 211.6414
213.2285 |  | 211.6442
211.6037 |  | 211.6463
212.4725 |  | 211.6489
212.5385 |  | 211.6492
213.7614 |  | 211.6501
212.0598 |  | 211.6501
211.532 |  | 211.6538
214.1309 |  | 211.6572
212.4424 |  | 211.6577
211.3592 |  | 211.6596
214.888 |  | 211.6607
211.9585 |  | 211.6616
209.9483 |  | 211.6633
211.9573 |  | 211.6637
214.6008 |  | 211.6647
212.8259 |  | 211.6653
213.3721 |  | 211.6664
213.0683 |  | 211.6687
214.6331 |  | 211.6688
214.0281 |  | 211.6689
215.3287 |  | 211.6693
214.4607 |  | 211.6694
213.354 |  | 211.6696
214.1135 |  | 211.6699
212.1034 |  | 211.6709
212.7278 |  | 211.6737
214.4009 |  | 211.6743
214.0958 |  | 211.6764
211.9191 |  | 211.6791
214.8958 |  | 211.6825
215.5103 |  | 211.6827
214.3542 |  | 211.6836
214.7184 |  | 211.6845
213.0002 |  | 211.6848
214.734 |  | 211.6868
213.4645 |  | 211.6887
214.2801 |  | 211.6903
214.0307 |  | 211.6911
212.0208 |  | 211.692
212.3869 |  | 211.6942
214.7513 |  | 211.6943
213.0218 |  | 211.697
215.6225 |  | 211.6974
212.2113 |  | 211.6974
213.1363 |  | 211.7018
213.0449 |  | 211.7031
213.4284 |  | 211.704
214.3738 |  | 211.7041
211.5239 |  | 211.7049
213.825 |  | 211.7073
212.5393 |  | 211.7124
212.3045 |  | 211.7141
212.8091 |  | 211.7159
215.2207 |  | 211.7161
214.5033 |  | 211.7176
213.094 |  | 211.718
213.5299 |  | 211.7182
213.0915 |  | 211.7204
213.2703 |  | 211.721
211.4507 |  | 211.7214
214.659 |  | 211.7217
213.5466 |  | 211.7219
213.2953 |  | 211.722
212.1619 |  | 211.7231
213.5631 |  | 211.7234
213.4396 |  | 211.7245
211.9838 |  | 211.726
213.2014 |  | 211.7281
212.4203 |  | 211.7309
212.0901 |  | 211.7314
215.1774 |  | 211.7321
212.8242 |  | 211.7323
212.9191 |  | 211.7351
212.8132 |  | 211.7356
211.7092 |  | 211.7367
213.6012 |  | 211.7432
212.3707 |  | 211.7448
210.4433 |  | 211.7455
214.126 |  | 211.746
212.3407 |  | 211.7473
211.4463 |  | 211.7477
214.9697 |  | 211.7525
213.4962 |  | 211.76
212.6173 |  | 211.7605
212.4614 |  | 211.7651
213.9507 |  | 211.7659
212.8393 |  | 211.7671
214.4873 |  | 211.7698
213.5298 |  | 211.7708
213.8164 |  | 211.7717
213.3599 |  | 211.7728
211.797 |  | 211.7734
212.1532 |  | 211.7734
212.9386 |  | 211.7745
213.6422 |  | 211.7745
213.3203 |  | 211.7768
212.2793 |  | 211.7796
212.518 |  | 211.7799
214.0729 |  | 211.7804
214.6645 |  | 211.7814
211.9529 |  | 211.7816
211.9631 |  | 211.7834
212.8956 |  | 211.7864
214.1965 |  | 211.7885
214.4324 |  | 211.7888
213.1809 |  | 211.789
213.3637 |  | 211.7896
213.4518 |  | 211.7902
211.5936 |  | 211.7904
214.3141 |  | 211.7913
213.9334 |  | 211.7939
210.8191 |  | 211.794
212.7901 |  | 211.795
211.157 |  | 211.7956
214.9681 |  | 211.7995
214.6014 |  | 211.8006
213.4198 |  | 211.8012
211.7435 |  | 211.8015
213.9377 |  | 211.8027
213.3855 |  | 211.8033
212.0718 |  | 211.805
213.7431 |  | 211.8052
212.5945 |  | 211.8053
212.6134 |  | 211.8067
213.0807 |  | 211.8069
212.3535 |  | 211.8069
212.4417 |  | 211.808
214.6324 |  | 211.8093
213.6482 |  | 211.8103
212.9613 |  | 211.8117
213.1178 |  | 211.8148
212.4987 |  | 211.8161
213.2877 |  | 211.8182
211.292 |  | 211.8249
214.1848 |  | 211.8266
213.8965 |  | 211.827
214.4865 |  | 211.8274
213.8406 |  | 211.829
212.2645 |  | 211.83
211.9352 |  | 211.8301
212.7838 |  | 211.8313
213.2837 |  | 211.8329
213.8858 |  | 211.8339
212.916 |  | 211.8381
214.4666 |  | 211.8405
213.702 |  | 211.8411
213.2498 |  | 211.8431
212.8016 |  | 211.8441
213.5846 |  | 211.8456
214.7476 |  | 211.8459
212.7833 |  | 211.8469
212.955 |  | 211.8471
213.4492 |  | 211.8499
214.3524 |  | 211.852
214.4559 |  | 211.852
214.2165 |  | 211.8533
213.9927 |  | 211.8551
214.0536 |  | 211.8553
213.5349 |  | 211.8559
214.0703 |  | 211.856
214.02 |  | 211.8592
213.7593 |  | 211.8618
213.7278 |  | 211.8635
213.4236 |  | 211.8639
213.7166 |  | 211.8648
213.1847 |  | 211.8649
211.7645 |  | 211.8651
211.1374 |  | 211.866
214.1209 |  | 211.8681
213.2796 |  | 211.8717
213.0953 |  | 211.8725
213.0417 |  | 211.8729
211.9493 |  | 211.8732
214.0457 |  | 211.8747
213.1784 |  | 211.8753
214.085 |  | 211.8768
212.202 |  | 211.8773
212.3743 |  | 211.8794
212.2773 |  | 211.8801
213.7249 |  | 211.8808
212.8592 |  | 211.8841
214.4451 |  | 211.8842
214.742 |  | 211.8843
213.5632 |  | 211.8852
210.6988 |  | 211.8858
214.0736 |  | 211.8876
215.8384 |  | 211.891
213.3821 |  | 211.8912
213.3844 |  | 211.8917
212.4061 |  | 211.892
213.8983 |  | 211.8947
214.4503 |  | 211.8953
213.6341 |  | 211.8969
213.5973 |  | 211.8975
214.3216 |  | 211.8989
213.7512 |  | 211.8998
209.7721 |  | 211.9024
214.2942 |  | 211.9027
213.748 |  | 211.9031
213.4121 |  | 211.9034
211.6569 |  | 211.9065
214.1824 |  | 211.9075
214.7319 |  | 211.9087
213.8422 |  | 211.9114
213.0225 |  | 211.9115
212.7684 |  | 211.9122
212.3876 |  | 211.915
215.1871 |  | 211.9157
212.9544 |  | 211.9181
212.4276 |  | 211.923
213.5197 |  | 211.9231
212.5665 |  | 211.9241
214.083 |  | 211.9242
213.4947 |  | 211.9243
213.0637 |  | 211.9261
211.1016 |  | 211.9279
213.3869 |  | 211.9283
214.8659 |  | 211.9304
212.6392 |  | 211.9332
213.3608 |  | 211.9335
212.7652 |  | 211.935
213.6228 |  | 211.935
212.2129 |  | 211.9358
210.942 |  | 211.9383
213.5724 |  | 211.9396
215.3856 |  | 211.9449
213.6146 |  | 211.9473
213.303 |  | 211.9482
212.5748 |  | 211.9499
214.3104 |  | 211.9501
211.8683 |  | 211.9503
212.3074 |  | 211.9539
214.6293 |  | 211.954
212.5755 |  | 211.9554
211.5366 |  | 211.957
215.3843 |  | 211.9582
213.2316 |  | 211.961
212.4838 |  | 211.9625
213.825 |  | 211.9632
213.6333 |  | 211.9638
213.5299 |  | 211.9638
214.1373 |  | 211.9649
214.2238 |  | 211.9649
213.5166 |  | 211.9655
214.3448 |  | 211.9694
213.1682 |  | 211.9699
215.7658 |  | 211.9706
212.2184 |  | 211.9718
213.9529 |  | 211.9722
212.7425 |  | 211.9729
212.6181 |  | 211.9743
213.8534 |  | 211.9755
213.2066 |  | 211.9756
213.3335 |  | 211.9767
213.0681 |  | 211.9774
214.214 |  | 211.9781
213.2464 |  | 211.9782
213.6474 |  | 211.9784
212.0312 |  | 211.9813
213.6889 |  | 211.9815
212.4874 |  | 211.9815
212.5138 |  | 211.983
214.0907 |  | 211.9831
211.9012 |  | 211.9843
213.2759 |  | 211.9843
214.0099 |  | 211.9844
211.755 |  | 211.9849
213.0023 |  | 211.9856
215.1541 |  | 211.9872
213.3638 |  | 211.9911
215.1606 |  | 211.9915
212.7226 |  | 211.9919
212.1149 |  | 211.9937
212.4961 |  | 211.9945
214.5502 |  | 211.9948
213.3801 |  | 211.9951
213.2429 |  | 211.9951
211.7402 |  | 211.9964
212.8717 |  | 211.9992
212.445 |  | 212
212.5531 |  | 212.0008
213.2411 |  | 212.001
214.2555 |  | 212.0011
212.7581 |  | 212.0023
213.0462 |  | 212.0024
214.7499 |  | 212.0059
212.6516 |  | 212.0064
212.3947 |  | 212.0071
212.6268 |  | 212.0088
212.4836 |  | 212.0097
212.8581 |  | 212.0111
210.5865 |  | 212.0133
213.2044 |  | 212.0135
213.4782 |  | 212.0138
214.9773 |  | 212.0141
213.2482 |  | 212.0146
214.3867 |  | 212.0146
212.5592 |  | 212.0152
212.6573 |  | 212.0192
212.582 |  | 212.0199
215.7448 |  | 212.0214
213.3068 |  | 212.0232
214.89 |  | 212.0256
214.5334 |  | 212.0287
213.6685 |  | 212.0288
211.0567 |  | 212.0296
214.1635 |  | 212.0305
213.5334 |  | 212.0323
213.5174 |  | 212.0329
214.4738 |  | 212.034
212.009 |  | 212.0348
211.2032 |  | 212.0361
212.0013 |  | 212.0364
213.5331 |  | 212.0372
211.8539 |  | 212.0378
214.3509 |  | 212.0399
213.1098 |  | 212.0399
213.2451 |  | 212.0405
215.2338 |  | 212.0413
214.8007 |  | 212.0414
214.2478 |  | 212.0425
210.61 |  | 212.0428
213.6239 |  | 212.043
212.4739 |  | 212.0441
212.6448 |  | 212.0456
213.6817 |  | 212.0457
214.313 |  | 212.0462
214.3854 |  | 212.047
213.3588 |  | 212.0474
213.6991 |  | 212.0477
213.4832 |  | 212.0487
213.3179 |  | 212.049
213.4861 |  | 212.0504
214.7128 |  | 212.0522
214.1062 |  | 212.0531
212.0059 |  | 212.0533
214.2574 |  | 212.055
212.1657 |  | 212.0555
215.121 |  | 212.0556
214.3652 |  | 212.0556
211.8084 |  | 212.0556
212.5326 |  | 212.0566
211.3431 |  | 212.0574
212.7869 |  | 212.0575
214.1832 |  | 212.0577
211.4126 |  | 212.0619
213.7708 |  | 212.0624
212.3501 |  | 212.0635
214.1268 |  | 212.0643
213.8725 |  | 212.065
212.5126 |  | 212.0665
212.8294 |  | 212.0678
213.1735 |  | 212.0694
213.8784 |  | 212.0696
212.9312 |  | 212.0697
212.8298 |  | 212.0713
214.4614 |  | 212.0718
212.5734 |  | 212.0721
212.9448 |  | 212.0734
212.4495 |  | 212.0761
215.0658 |  | 212.078
212.6567 |  | 212.0789
214.0164 |  | 212.0792
213.5689 |  | 212.0793
211.3021 |  | 212.0793
212.8826 |  | 212.082
215.8894 |  | 212.0834
214.5542 |  | 212.0836
212.5609 |  | 212.0871
212.3342 |  | 212.0876
212.3198 |  | 212.0877
213.6405 |  | 212.088
213.3652 |  | 212.0882
214.1859 |  | 212.0883
211.7068 |  | 212.0883
214.7101 |  | 212.0888
214.8388 |  | 212.0895
212.334 |  | 212.0921
213.3447 |  | 212.0922
215.6983 |  | 212.0932
212.2007 |  | 212.0933
213.6441 |  | 212.0935
212.0774 |  | 212.0944
212.5936 |  | 212.0949
209.9571 |  | 212.099
213.389 |  | 212.0995
212.7809 |  | 212.101
211.2678 |  | 212.1036
211.7009 |  | 212.1049
212.6624 |  | 212.1053
214.8101 |  | 212.1065
213.3138 |  | 212.1076
212.7406 |  | 212.108
212.6889 |  | 212.1083
213.3943 |  | 212.1087
212.5525 |  | 212.1088
213.1623 |  | 212.1091
214.8291 |  | 212.1095
213.0819 |  | 212.1095
212.8616 |  | 212.1101
213.7473 |  | 212.1107
216.1884 |  | 212.1119
215.8024 |  | 212.1129
213.1084 |  | 212.113
212.9884 |  | 212.1132
214.7238 |  | 212.1133
214.2919 |  | 212.1136
212.6366 |  | 212.1157
213.4389 |  | 212.1161
210.9076 |  | 212.1188
212.1363 |  | 212.1219
213.9713 |  | 212.1221
213.1238 |  | 212.1223
214.0324 |  | 212.1226
212.7501 |  | 212.1245
213.6157 |  | 212.1247
212.6083 |  | 212.1253
211.0506 |  | 212.1257
212.3692 |  | 212.127
213.2698 |  | 212.1273
214.1569 |  | 212.1301
212.5478 |  | 212.1311
213.8348 |  | 212.132
213.6197 |  | 212.1333
215.1414 |  | 212.1345
212.6157 |  | 212.1351
215.2289 |  | 212.1361
214.0187 |  | 212.1375
212.7397 |  | 212.138
213.4524 |  | 212.1384
214.3595 |  | 212.1387
210.9164 |  | 212.1394
214.574 |  | 212.1423
214.2455 |  | 212.1429
212.0781 |  | 212.1437
213.0976 |  | 212.1471
212.1172 |  | 212.1474
211.9539 |  | 212.1479
215.164 |  | 212.1487
212.8196 |  | 212.1525
212.7997 |  | 212.1527
212.7093 |  | 212.1528
212.9267 |  | 212.1554
213.3948 |  | 212.1555
213.6286 |  | 212.1572
212.0428 |  | 212.1573
211.2288 |  | 212.158
212.1715 |  | 212.1584
213.3001 |  | 212.1591
214.2494 |  | 212.1592
213.3029 |  | 212.1594
213.8987 |  | 212.1599
214.0482 |  | 212.1599
215.5994 |  | 212.1602
214.4243 |  | 212.1609
213.856 |  | 212.1617
212.7416 |  | 212.1623
212.312 |  | 212.1628
213.2269 |  | 212.1637
213.2004 |  | 212.1644
213.009 |  | 212.1659
214.5333 |  | 212.166
213.3692 |  | 212.1673
214.1214 |  | 212.1683
214.7124 |  | 212.1691
213.4444 |  | 212.1694
214.0574 |  | 212.1696
212.356 |  | 212.1697
211.8891 |  | 212.1701
211.141 |  | 212.1707
212.8365 |  | 212.1709
213.8065 |  | 212.1724
214.0284 |  | 212.1731
211.901 |  | 212.1735
212.0003 |  | 212.175
214.1702 |  | 212.1751
213.6731 |  | 212.1755
214.6624 |  | 212.1766
212.4207 |  | 212.1777
214.3518 |  | 212.178
212.2879 |  | 212.1783
213.9926 |  | 212.1794
211.4104 |  | 212.1806
214.013 |  | 212.1811
214.2835 |  | 212.1824
211.6235 |  | 212.1847
213.86 |  | 212.1848
215.7105 |  | 212.1887
214.9042 |  | 212.1894
212.6579 |  | 212.1895
215.5449 |  | 212.1905
211.7053 |  | 212.1912
213.8328 |  | 212.1923
213.0126 |  | 212.1954
213.533 |  | 212.1977
212.5134 |  | 212.1982
213.6449 |  | 212.199
212.8537 |  | 212.2001
213.1286 |  | 212.2022
211.9381 |  | 212.2046
212.4921 |  | 212.205
214.1861 |  | 212.2054
215.4346 |  | 212.2059
214.5601 |  | 212.2061
213.5629 |  | 212.2061
213.5558 |  | 212.2072
212.4621 |  | 212.2075
214.3686 |  | 212.2077
210.2257 |  | 212.2081
214.0969 |  | 212.21
213.5642 |  | 212.2102
215.9811 |  | 212.2119
211.9661 |  | 212.2125
213.5576 |  | 212.2137
214.9639 |  | 212.2137
211.9794 |  | 212.2151
212.1644 |  | 212.2154
215.2116 |  | 212.2161
212.2154 |  | 212.2165
213.3041 |  | 212.2169
213.9814 |  | 212.218
212.7816 |  | 212.2196
211.9825 |  | 212.2218
213.0259 |  | 212.224
213.9517 |  | 212.2255
213.0976 |  | 212.2277
214.0182 |  | 212.2279
215.525 |  | 212.2313
213.4128 |  | 212.2323
213.5869 |  | 212.2351
212.9198 |  | 212.2355
213.4904 |  | 212.2355
212.8747 |  | 212.2374
215.2411 |  | 212.2388
213.9748 |  | 212.2389
212.92 |  | 212.2396
215.2275 |  | 212.2398
214.0358 |  | 212.2415
213.5832 |  | 212.2415
211.8772 |  | 212.2423
214.3434 |  | 212.2424
214.7889 |  | 212.2436
215.213 |  | 212.2442
213.4302 |  | 212.2443
214.4682 |  | 212.2459
210.964 |  | 212.2469
213.5853 |  | 212.2472
212.3582 |  | 212.2476
214.8713 |  | 212.2482
212.3574 |  | 212.2483
211.6415 |  | 212.2494
211.5734 |  | 212.2494
212.9757 |  | 212.2497
212.963 |  | 212.2508
213.479 |  | 212.2512
213.4143 |  | 212.2525
214.5436 |  | 212.2527
214.2594 |  | 212.253
213.464 |  | 212.2566
212.5995 |  | 212.2567
211.9702 |  | 212.2582
212.2574 |  | 212.2584
214.8837 |  | 212.2587
214.4878 |  | 212.2587
213.6378 |  | 212.2591
213.6546 |  | 212.2597
213.7759 |  | 212.26
214.3221 |  | 212.2616
213.4764 |  | 212.2635
211.7856 |  | 212.2648
212.363 |  | 212.2649
214.1913 |  | 212.266
213.0258 |  | 212.2677
212.3911 |  | 212.2689
213.6953 |  | 212.27
214.0608 |  | 212.2717
214.2304 |  | 212.2741
214.1054 |  | 212.2764
212.556 |  | 212.2767
212.6141 |  | 212.2768
212.5215 |  | 212.2782
213.142 |  | 212.2783
212.6792 |  | 212.2794
213.683 |  | 212.2817
213.0702 |  | 212.2829
215.5483 |  | 212.2836
214.4699 |  | 212.284
213.3521 |  | 212.2846
213.1078 |  | 212.2852
213.7181 |  | 212.2852
211.6811 |  | 212.2857
210.0214 |  | 212.2858
213.5747 |  | 212.2881
212.1408 |  | 212.2895
214.3547 |  | 212.2903
213.7348 |  | 212.2907
212.9872 |  | 212.2915
213.2246 |  | 212.2915
213.3773 |  | 212.292
213.1051 |  | 212.2923
213.1143 |  | 212.2927
214.0558 |  | 212.296
214.0104 |  | 212.2961
213.5525 |  | 212.2985
213.4362 |  | 212.2996
214.6178 |  | 212.3021
214.458 |  | 212.3024
211.8958 |  | 212.3033
214.2911 |  | 212.3038
212.3243 |  | 212.304
213.5597 |  | 212.3043
215.8571 |  | 212.3056
212.6075 |  | 212.3063
214.2634 |  | 212.3069
214.5467 |  | 212.3073
214.0208 |  | 212.3078
214.2441 |  | 212.3088
213.8209 |  | 212.3116
212.5287 |  | 212.3125
214.6061 |  | 212.3125
213.3502 |  | 212.3135
213.6562 |  | 212.3141
213.8984 |  | 212.3155
212.4775 |  | 212.3167
214.2006 |  | 212.3177
214.2675 |  | 212.3187
213.3209 |  | 212.3199
212.803 |  | 212.3206
212.0805 |  | 212.3206
213.713 |  | 212.321
213.0482 |  | 212.3217
211.9442 |  | 212.3219
211.7864 |  | 212.3224
213.3921 |  | 212.3235
211.8636 |  | 212.3237
214.0312 |  | 212.3245
214.2676 |  | 212.3252
212.776 |  | 212.3252
211.2122 |  | 212.3255
212.0198 |  | 212.3256
214.255 |  | 212.3272
214.1817 |  | 212.3291
212.2216 |  | 212.3293
212.0181 |  | 212.3311
213.6257 |  | 212.3312
213.3567 |  | 212.3315
211.7837 |  | 212.3315
212.9134 |  | 212.3321
213.4762 |  | 212.3326
213.5927 |  | 212.3365
212.6626 |  | 212.3367
213.0239 |  | 212.3372
213.5261 |  | 212.3381
213.3617 |  | 212.3384
213.3969 |  | 212.3391
214.1083 |  | 212.3399
212.5322 |  | 212.3399
213.2629 |  | 212.3426
212.6918 |  | 212.3432
211.841 |  | 212.3432
213.8619 |  | 212.3438
213.7097 |  | 212.3444
212.5352 |  | 212.3448
214.0046 |  | 212.345
213.9699 |  | 212.3471
212.7615 |  | 212.3483
212.4012 |  | 212.3488
213.0938 |  | 212.349
212.0119 |  | 212.3507
214.6576 |  | 212.3509
212.764 |  | 212.3514
213.8532 |  | 212.3515
212.4433 |  | 212.3521
213.861 |  | 212.353
212.9769 |  | 212.3532
214.7374 |  | 212.3567
212.3501 |  | 212.3575
212.9027 |  | 212.358
212.9426 |  | 212.3585
213.7373 |  | 212.3593
212.2322 |  | 212.3597
211.1159 |  | 212.3604
211.6204 |  | 212.3608
212.0238 |  | 212.3608
213.5615 |  | 212.3618
213.7344 |  | 212.3619
212.6255 |  | 212.3625
214.3456 |  | 212.3632
213.3323 |  | 212.365
212.2116 |  | 212.3653
212.5859 |  | 212.3675
214.8115 |  | 212.3682
213.558 |  | 212.371
214.158 |  | 212.3717
213.449 |  | 212.3725
213.0444 |  | 212.3747
211.3946 |  | 212.3748
212.8835 |  | 212.3752
213.4083 |  | 212.3753
213.1903 |  | 212.3759
214.0691 |  | 212.377
213.0306 |  | 212.3771
213.8624 |  | 212.3779
212.0341 |  | 212.3801
212.7627 |  | 212.3805
212.1476 |  | 212.3823
214.6077 |  | 212.383
212.7866 |  | 212.3832
215.4677 |  | 212.3837
213.2147 |  | 212.3842
212.9375 |  | 212.3844
214.8185 |  | 212.3847
213.7516 |  | 212.3855
212.6588 |  | 212.3855
212.2555 |  | 212.3857
212.2736 |  | 212.386
214.5576 |  | 212.3877
214.3461 |  | 212.3892
214.4102 |  | 212.3898
214.0145 |  | 212.39
211.6983 |  | 212.3918
212.3851 |  | 212.392
213.7544 |  | 212.3925
213.3769 |  | 212.3934
211.8141 |  | 212.3942
213.8861 |  | 212.3943
214.0076 |  | 212.3945
212.2069 |  | 212.3951
213.1295 |  | 212.397
214.5076 |  | 212.3998
213.7559 |  | 212.3998
213.4812 |  | 212.4007
212.2463 |  | 212.4008
212.7877 |  | 212.4011
211.9888 |  | 212.4027
215.0909 |  | 212.4031
212.7855 |  | 212.4037
212.9003 |  | 212.4041
213.0257 |  | 212.4043
214.9621 |  | 212.4047
212.7001 |  | 212.4066
212.7926 |  | 212.4072
212.3278 |  | 212.4074
213.0275 |  | 212.4074
212.7577 |  | 212.4081
214.4992 |  | 212.4088
213.7644 |  | 212.4101
212.1691 |  | 212.4108
213.5547 |  | 212.4123
215.7571 |  | 212.4125
214.4267 |  | 212.4138
214.11 |  | 212.4145
213.7227 |  | 212.4151
214.3573 |  | 212.4158
213.9484 |  | 212.416
210.8405 |  | 212.4173
213.1328 |  | 212.4178
213.3746 |  | 212.4202
213.5717 |  | 212.4216
212.2228 |  | 212.4217
214.0048 |  | 212.4219
215.0163 |  | 212.4224
213.2747 |  | 212.4231
213.3752 |  | 212.4236
213.7721 |  | 212.424
213.1097 |  | 212.4249
213.2552 |  | 212.4258
214.6056 |  | 212.4258
213.8457 |  | 212.4265
214.6826 |  | 212.4265
213.8665 |  | 212.4269
213.1354 |  | 212.428
213.3965 |  | 212.428
213.8611 |  | 212.4284
215.1451 |  | 212.4285
211.9042 |  | 212.4286
213.9524 |  | 212.4286
213.7424 |  | 212.4293
212.0257 |  | 212.4294
211.7779 |  | 212.4311
214.8663 |  | 212.4319
211.825 |  | 212.4323
213.7329 |  | 212.4325
212.8291 |  | 212.4344
213.853 |  | 212.4346
212.7687 |  | 212.4351
212.6722 |  | 212.436
214.2025 |  | 212.4363
214.2568 |  | 212.4376
212.264 |  | 212.4382
212.0415 |  | 212.4393
213.6852 |  | 212.4395
216.6252 |  | 212.4401
212.5258 |  | 212.4405
212.8672 |  | 212.4424
211.5813 |  | 212.443
215.1565 |  | 212.444
211.9091 |  | 212.4445
213.2974 |  | 212.4455
214.0057 |  | 212.4462
214.1223 |  | 212.4463
213.1052 |  | 212.4468
214.2748 |  | 212.447
212.8461 |  | 212.4471
211.6231 |  | 212.4472
214.4638 |  | 212.4474
212.7029 |  | 212.4474
212.5748 |  | 212.4482
212.0939 |  | 212.4496
213.7962 |  | 212.4503
213.6709 |  | 212.4509
212.9918 |  | 212.451
213.3174 |  | 212.4525
211.7738 |  | 212.4526
213.7084 |  | 212.4529
212.8471 |  | 212.4547
212.3292 |  | 212.4564
212.2558 |  | 212.4572
213.6709 |  | 212.458
214.6537 |  | 212.4594
211.798 |  | 212.4609
212.8851 |  | 212.4611
213.8321 |  | 212.4615
213.2043 |  | 212.4619
212.0266 |  | 212.4622
212.6961 |  | 212.4624
214.0406 |  | 212.464
212.5482 |  | 212.4642
213.4273 |  | 212.4653
212.972 |  | 212.4663
213.463 |  | 212.4677
212.5495 |  | 212.4694
210.5907 |  | 212.4696
214.2884 |  | 212.4699
213.3457 |  | 212.4701
211.6199 |  | 212.4707
213.3263 |  | 212.4709
213.2886 |  | 212.4715
213.4987 |  | 212.4715
213.153 |  | 212.472
210.0708 |  | 212.4735
212.0689 |  | 212.4758
212.6486 |  | 212.4759
213.932 |  | 212.4761
214.8923 |  | 212.4768
211.9723 |  | 212.4782
214.5086 |  | 212.4782
214.7322 |  | 212.4792
212.5138 |  | 212.4809
213.4611 |  | 212.4813
213.0622 |  | 212.4817
212.8383 |  | 212.4823
213.0888 |  | 212.4826
215.4339 |  | 212.4826
212.3207 |  | 212.4833
212.2736 |  | 212.4834
213.1813 |  | 212.4838
211.7992 |  | 212.4843
212.469 |  | 212.4847
214.9359 |  | 212.4848
210.6708 |  | 212.485
214.741 |  | 212.4853
213.1569 |  | 212.4858
212.7644 |  | 212.4894
212.6196 |  | 212.4896
212.123 |  | 212.4897
212.8249 |  | 212.4901
212.342 |  | 212.4903
213.6337 |  | 212.4913
213.3455 |  | 212.4924
213.9351 |  | 212.4935
214.1539 |  | 212.4936
213.8918 |  | 212.494
212.629 |  | 212.4965
212.0093 |  | 212.4968
214.6886 |  | 212.4972
212.7738 |  | 212.4985
214.1226 |  | 212.5007
213.6118 |  | 212.5013
214.4893 |  | 212.502
213.3849 |  | 212.5024
213.0555 |  | 212.5027
213.8496 |  | 212.5053
212.9432 |  | 212.5063
213.9464 |  | 212.5067
212.9484 |  | 212.5074
215.9429 |  | 212.508
214.2791 |  | 212.508
213.8131 |  | 212.5094
212.6054 |  | 212.5107
214.1424 |  | 212.5139
214.5213 |  | 212.5149
212.8326 |  | 212.5155
212.6539 |  | 212.5157
215.7636 |  | 212.5172
211.7478 |  | 212.5177
216.014 |  | 212.5179
213.7628 |  | 212.5202
212.6976 |  | 212.5206
212.0019 |  | 212.5207
213.9021 |  | 212.5218
213.0417 |  | 212.5219
213.9298 |  | 212.523
214.9 |  | 212.5233
215.1723 |  | 212.5238
211.4977 |  | 212.5244
212.086 |  | 212.5252
213.9079 |  | 212.5258
212.8144 |  | 212.526
212.4717 |  | 212.5262
213.9756 |  | 212.5269
212.5772 |  | 212.5272
211.4944 |  | 212.5273
209.4785 |  | 212.5277
214.8751 |  | 212.5284
213.011 |  | 212.5285
214.0246 |  | 212.5289
215.1223 |  | 212.5297
213.3796 |  | 212.5297
212.3645 |  | 212.5297
212.4069 |  | 212.5305
212.6776 |  | 212.5305
213.6091 |  | 212.5306
213.5185 |  | 212.5312
212.8353 |  | 212.5315
213.7373 |  | 212.5319
213.0797 |  | 212.5322
213.1935 |  | 212.5323
213.2956 |  | 212.5327
213.1718 |  | 212.5329
214.7795 |  | 212.5336
212.5102 |  | 212.5341
214.6783 |  | 212.5343
212.9095 |  | 212.5345
214.3196 |  | 212.5348
213.9832 |  | 212.5351
211.9692 |  | 212.5353
213.2193 |  | 212.5354
214.9556 |  | 212.5374
213.284 |  | 212.5383
213.585 |  | 212.5389
214.0206 |  | 212.539
214.6391 |  | 212.539
213.8014 |  | 212.5408
212.8318 |  | 212.545
214.1611 |  | 212.545
213.2617 |  | 212.546
213.6923 |  | 212.5474
212.6967 |  | 212.5476
214.0534 |  | 212.5483
215.1847 |  | 212.5483
213.3159 |  | 212.5504
213.4667 |  | 212.5519
212.6709 |  | 212.5528
212.3938 |  | 212.5533
214.3626 |  | 212.5539
213.9467 |  | 212.5544
213.4068 |  | 212.5554
214.1669 |  | 212.5562
214.1486 |  | 212.5564
213.3722 |  | 212.5565
211.9069 |  | 212.5579
211.5383 |  | 212.5582
213.6618 |  | 212.5593
214.2763 |  | 212.5612
215.0257 |  | 212.5612
212.6016 |  | 212.5622
211.7642 |  | 212.5628
215.0982 |  | 212.5636
212.9621 |  | 212.5651
212.2785 |  | 212.566
211.785 |  | 212.5664
214.4212 |  | 212.5669
213.0973 |  | 212.567
212.4571 |  | 212.5677
213.3363 |  | 212.5681
213.1798 |  | 212.5684
213.0107 |  | 212.5686
215.5592 |  | 212.5691
214.2907 |  | 212.5693
212.6498 |  | 212.5694
214.0349 |  | 212.5695
212.3431 |  | 212.5695
212.5167 |  | 212.57
213.5928 |  | 212.57
213.0322 |  | 212.5708
215.4082 |  | 212.5711
210.917 |  | 212.5713
213.2582 |  | 212.5715
213.042 |  | 212.5735
214.6149 |  | 212.574
212.8377 |  | 212.5742
213.6785 |  | 212.575
213.153 |  | 212.5751
212.9911 |  | 212.5754
212.7302 |  | 212.5754
214.248 |  | 212.5769
212.1242 |  | 212.577
212.2955 |  | 212.577
214.4508 |  | 212.5784
213.2303 |  | 212.579
212.2307 |  | 212.5799
214.7456 |  | 212.5806
213.6214 |  | 212.581
212.5022 |  | 212.5823
214.6116 |  | 212.5865
211.9452 |  | 212.5866
211.3215 |  | 212.5867
214.1933 |  | 212.5868
213.7827 |  | 212.5868
214.2495 |  | 212.5871
213.0362 |  | 212.5877
212.8933 |  | 212.588
213.3303 |  | 212.5882
213.3525 |  | 212.5886
213.0011 |  | 212.5891
213.9283 |  | 212.5898
211.4758 |  | 212.5907
212.7626 |  | 212.5908
211.7315 |  | 212.5914
211.9254 |  | 212.5919
213.7457 |  | 212.5921
213.9638 |  | 212.5924
214.8613 |  | 212.5947
212.883 |  | 212.595
213.8222 |  | 212.5958
213.5645 |  | 212.5958
212.8278 |  | 212.5967
213.0428 |  | 212.5992
212.8065 |  | 212.6002
215.3919 |  | 212.6004
213.0291 |  | 212.6007
212.695 |  | 212.6013
213.041 |  | 212.6018
211.6478 |  | 212.602
215.4996 |  | 212.6026
212.8946 |  | 212.6027
212.7408 |  | 212.6028
212.7447 |  | 212.6062
212.8755 |  | 212.6082
214.5609 |  | 212.6111
213.1652 |  | 212.6114
213.8408 |  | 212.6128
212.6178 |  | 212.6131
212.4249 |  | 212.614
213.5721 |  | 212.6145
213.7571 |  | 212.6147
213.678 |  | 212.6162
214.9716 |  | 212.6178
213.1934 |  | 212.6187
212.5911 |  | 212.6201
213.3628 |  | 212.6205
213.6083 |  | 212.6207
211.6413 |  | 212.6213
212.0116 |  | 212.6222
213.1077 |  | 212.6228
212.6475 |  | 212.6235
213.3402 |  | 212.6238
211.4885 |  | 212.6244
214.599 |  | 212.6251
213.8386 |  | 212.6254
213.393 |  | 212.6268
213.8084 |  | 212.6268
212.3415 |  | 212.6289
213.8198 |  | 212.6289
213.3203 |  | 212.6296
213.8495 |  | 212.6303
212.3173 |  | 212.631
214.3142 |  | 212.6311
211.3806 |  | 212.6315
212.9932 |  | 212.6317
213.913 |  | 212.633
213.4176 |  | 212.6334
215.1275 |  | 212.6334
213.7326 |  | 212.6335
214.4472 |  | 212.6337
214.3711 |  | 212.6338
213.4355 |  | 212.6338
212.111 |  | 212.6344
211.0185 |  | 212.6348
213.0976 |  | 212.6354
215.4952 |  | 212.6357
213.2463 |  | 212.6365
213.1265 |  | 212.6369
214.8382 |  | 212.6403
215.9757 |  | 212.6414
212.4194 |  | 212.6425
213.763 |  | 212.6427
215.6237 |  | 212.6431
214.1762 |  | 212.6433
213.5269 |  | 212.6436
213.1749 |  | 212.6449
211.7118 |  | 212.6451
212.7318 |  | 212.6459
213.7308 |  | 212.6462
213.5577 |  | 212.647
213.0299 |  | 212.6473
213.0321 |  | 212.6478
212.0165 |  | 212.6487
214.7547 |  | 212.649
211.0539 |  | 212.6499
212.2088 |  | 212.6501
210.7831 |  | 212.6502
211.3863 |  | 212.6512
212.4044 |  | 212.6519
214.2988 |  | 212.6526
214.9132 |  | 212.6527
214.0508 |  | 212.6531
213.0461 |  | 212.6536
213.4057 |  | 212.6551
214.356 |  | 212.6563
212.0006 |  | 212.6564
212.7582 |  | 212.6588
213.6368 |  | 212.659
214.5088 |  | 212.6591
212.5538 |  | 212.6591
212.7672 |  | 212.6599
213.2088 |  | 212.6606
214.0324 |  | 212.6609
213.0587 |  | 212.6616
213.5761 |  | 212.6628
214.2138 |  | 212.6634
213.2956 |  | 212.6639
215.4501 |  | 212.6643
212.1936 |  | 212.6646
211.7841 |  | 212.6646
211.7616 |  | 212.6657
213.1591 |  | 212.6658
214.2825 |  | 212.6676
213.8124 |  | 212.6684
212.6338 |  | 212.6691
212.9651 |  | 212.6693
213.4116 |  | 212.6693
215.2762 |  | 212.6698
214.1024 |  | 212.6722
212.4656 |  | 212.6735
213.4442 |  | 212.6736
214.4206 |  | 212.6743
211.6244 |  | 212.6743
212.9657 |  | 212.6748
214.4803 |  | 212.675
213.19 |  | 212.6753
214.6087 |  | 212.6758
214.0344 |  | 212.6771
215.0393 |  | 212.6772
212.9266 |  | 212.6793
212.5447 |  | 212.6801
214.3799 |  | 212.6804
214.3389 |  | 212.6809
213.8449 |  | 212.6818
213.4107 |  | 212.682
214.4166 |  | 212.682
214.1764 |  | 212.6823
214.0955 |  | 212.6823
214.4368 |  | 212.6826
212.0164 |  | 212.6838
211.8786 |  | 212.6839
212.59 |  | 212.6856
213.6609 |  | 212.6857
212.0049 |  | 212.6858
215.5968 |  | 212.6867
212.5527 |  | 212.6868
214.7251 |  | 212.6874
211.3275 |  | 212.6875
212.1839 |  | 212.6879
213.8493 |  | 212.6902
214.1178 |  | 212.6904
213.0726 |  | 212.6908
211.9536 |  | 212.691
212.0764 |  | 212.6913
213.1362 |  | 212.6915
212.8434 |  | 212.6918
213.2081 |  | 212.6922
212.927 |  | 212.6933
212.0475 |  | 212.6956
214.1037 |  | 212.6956
213.8336 |  | 212.6962
213.1453 |  | 212.6964
214.8721 |  | 212.6974
213.0412 |  | 212.6979
212.8125 |  | 212.6998
214.5 |  | 212.7002
213.5095 |  | 212.7022
213.0333 |  | 212.7027
212.904 |  | 212.7054
213.0662 |  | 212.706
213.5798 |  | 212.706
214.7855 |  | 212.7065
213.7448 |  | 212.7066
213.0141 |  | 212.7071
214.2865 |  | 212.71
212.1615 |  | 212.7101
213.5788 |  | 212.7105
212.4311 |  | 212.711
212.0277 |  | 212.7114
213.3662 |  | 212.7115
214.837 |  | 212.712
211.5821 |  | 212.712
212.7753 |  | 212.7122
212.7115 |  | 212.7133
212.0486 |  | 212.7134
213.3614 |  | 212.7143
213.8633 |  | 212.7171
213.6163 |  | 212.7171
212.2172 |  | 212.7172
210.5991 |  | 212.718
212.2486 |  | 212.7184
213.3124 |  | 212.7188
211.0034 |  | 212.7198
214.1641 |  | 212.7206
213.4328 |  | 212.7212
214.2068 |  | 212.7216
213.6228 |  | 212.7221
213.5391 |  | 212.7229
213.5646 |  | 212.7233
211.4514 |  | 212.724
213.6255 |  | 212.7246
213.1773 |  | 212.7251
214.3272 |  | 212.7274
212.4547 |  | 212.7275
213.46 |  | 212.7276
214.3649 |  | 212.7278
213.2665 |  | 212.7285
210.8961 |  | 212.7289
212.2824 |  | 212.729
213.5817 |  | 212.7291
214.8252 |  | 212.7299
212.4391 |  | 212.7306
214.4051 |  | 212.731
212.4872 |  | 212.7316
213.6447 |  | 212.732
214.6958 |  | 212.7322
211.2478 |  | 212.7333
211.8346 |  | 212.7334
212.7542 |  | 212.7335
214.5309 |  | 212.7343
213.4447 |  | 212.7352
212.2429 |  | 212.7381
212.9405 |  | 212.7381
213.6617 |  | 212.7383
214.0247 |  | 212.7386
213.3259 |  | 212.74
212.8028 |  | 212.7426
211.7743 |  | 212.7428
213.4087 |  | 212.7435
214.2313 |  | 212.7436
213.3509 |  | 212.7437
214.8941 |  | 212.7443
214.8396 |  | 212.7457
213.7479 |  | 212.7464
211.4634 |  | 212.7476
211.5907 |  | 212.7486
214.7942 |  | 212.7499
213.5648 |  | 212.7501
212.6894 |  | 212.7504
213.9294 |  | 212.7504
211.5924 |  | 212.7525
211.6235 |  | 212.7525
213.2624 |  | 212.7536
213.7997 |  | 212.7544
213.3374 |  | 212.7557
213.1252 |  | 212.7563
214.19 |  | 212.7565
213.8022 |  | 212.7565
212.5017 |  | 212.7573
213.5759 |  | 212.7578
213.8894 |  | 212.7581
213.0875 |  | 212.7592
213.5739 |  | 212.7593
214.678 |  | 212.7596
212.4805 |  | 212.7609
212.6524 |  | 212.7612
212.3506 |  | 212.7633
212.8695 |  | 212.7636
212.7489 |  | 212.7637
213.6749 |  | 212.764
213.7078 |  | 212.7646
213.8421 |  | 212.7652
212.4437 |  | 212.7655
214.3255 |  | 212.7656
212.207 |  | 212.7657
213.3568 |  | 212.7668
214.5439 |  | 212.7674
212.0956 |  | 212.7686
214.2502 |  | 212.7693
213.2451 |  | 212.7711
212.7579 |  | 212.7712
215.778 |  | 212.7715
212.9423 |  | 212.7719
211.5625 |  | 212.7727
211.2507 |  | 212.773
212.5998 |  | 212.774
212.583 |  | 212.7741
213.1612 |  | 212.7746
212.612 |  | 212.775
214.5213 |  | 212.7755
213.3292 |  | 212.7761
212.5528 |  | 212.7763
213.2552 |  | 212.7769
213.1513 |  | 212.777
213.7684 |  | 212.777
213.5559 |  | 212.777
212.0683 |  | 212.7774
212.9113 |  | 212.7794
215.6693 |  | 212.7798
215.1528 |  | 212.7804
215.4538 |  | 212.7806
213.0062 |  | 212.7818
214.3251 |  | 212.782
213.2997 |  | 212.7831
211.926 |  | 212.7833
211.7617 |  | 212.7834
214.3168 |  | 212.7835
213.4657 |  | 212.7846
214.9086 |  | 212.7851
215.7075 |  | 212.7852
213.5546 |  | 212.7855
213.5245 |  | 212.7856
212.178 |  | 212.7856
214.0668 |  | 212.7858
211.6784 |  | 212.7863
211.8471 |  | 212.7866
212.4573 |  | 212.7867
212.8553 |  | 212.7867
213.9917 |  | 212.7874
214.1775 |  | 212.7876
214.878 |  | 212.7877
213.5808 |  | 212.7879
213.0101 |  | 212.7883
211.4177 |  | 212.7887
212.7777 |  | 212.7888
213.3788 |  | 212.7907
214.5844 |  | 212.7912
215.2596 |  | 212.7919
213.9164 |  | 212.7919
213.523 |  | 212.7938
213.3016 |  | 212.7938
212.2945 |  | 212.7943
213.2702 |  | 212.7946
213.8358 |  | 212.7951
212.5411 |  | 212.797
212.23 |  | 212.7975
213.5412 |  | 212.7981
213.3253 |  | 212.7983
212.651 |  | 212.7983
212.666 |  | 212.7992
216.6146 |  | 212.8003
214.613 |  | 212.8005
211.527 |  | 212.8007
212.9302 |  | 212.8008
215.237 |  | 212.8011
212.5548 |  | 212.8013
214.1813 |  | 212.8018
214.518 |  | 212.8023
215.0526 |  | 212.8026
214.919 |  | 212.8031
214.3911 |  | 212.8033
214.1742 |  | 212.8041
211.4389 |  | 212.805
213.9398 |  | 212.8057
213.8414 |  | 212.8061
212.309 |  | 212.8065
215.1002 |  | 212.8088
213.1627 |  | 212.8101
213.7164 |  | 212.8102
212.5228 |  | 212.8104
212.0153 |  | 212.8108
214.0256 |  | 212.8109
213.0045 |  | 212.8111
212.5486 |  | 212.8115
213.799 |  | 212.8118
212.5891 |  | 212.8126
214.1774 |  | 212.8128
214.5226 |  | 212.8133
213.4434 |  | 212.8143
214.0354 |  | 212.8185
214.4958 |  | 212.8199
215.2078 |  | 212.8199
213.3778 |  | 212.8209
214.544 |  | 212.8209
212.2514 |  | 212.8231
213.3238 |  | 212.8238
214.1619 |  | 212.8239
213.0974 |  | 212.8242
213.6996 |  | 212.8242
212.3455 |  | 212.8252
212.3084 |  | 212.8259
212.702 |  | 212.8271
212.5791 |  | 212.8273
212.7605 |  | 212.8281
212.3278 |  | 212.8284
210.7717 |  | 212.8286
212.3391 |  | 212.8298
213.1726 |  | 212.8303
213.8774 |  | 212.8306
214.3866 |  | 212.8316
212.9959 |  | 212.8319
212.1896 |  | 212.8342
213.586 |  | 212.8345
213.2874 |  | 212.8347
211.9913 |  | 212.8361
212.5482 |  | 212.8361
209.8731 |  | 212.8366
213.2952 |  | 212.8371
214.4367 |  | 212.8379
210.7446 |  | 212.8395
210.9398 |  | 212.8397
213.3138 |  | 212.8421
212.5881 |  | 212.845
214.62 |  | 212.8456
212.2069 |  | 212.846
213.295 |  | 212.8461
213.5684 |  | 212.8466
213.0922 |  | 212.847
213.5892 |  | 212.8483
212.8523 |  | 212.8484
211.418 |  | 212.8493
211.9389 |  | 212.8495
215.4869 |  | 212.8505
212.0833 |  | 212.8511
211.5703 |  | 212.8512
212.9746 |  | 212.8527
213.7356 |  | 212.8534
213.946 |  | 212.8537
212.5988 |  | 212.8539
213.9131 |  | 212.854
213.6754 |  | 212.8556
211.5902 |  | 212.8558
212.6809 |  | 212.8564
213.4647 |  | 212.8572
211.7867 |  | 212.858
213.6205 |  | 212.8582
212.7187 |  | 212.8584
214.5027 |  | 212.8586
213.8689 |  | 212.8587
213.3934 |  | 212.8601
214.4888 |  | 212.8605
213.0742 |  | 212.8613
214.2078 |  | 212.8618
211.4775 |  | 212.8619
215.3964 |  | 212.8623
214.4059 |  | 212.8628
213.7295 |  | 212.8636
212.9662 |  | 212.8648
213.772 |  | 212.8653
216.3348 |  | 212.8658
213.8891 |  | 212.8659
213.5525 |  | 212.8663
212.2382 |  | 212.8666
212.8553 |  | 212.8666
212.6349 |  | 212.8667
214.1308 |  | 212.8669
212.8623 |  | 212.8679
212.4035 |  | 212.8682
213.185 |  | 212.8682
212.0895 |  | 212.8689
214.0146 |  | 212.8698
213.9837 |  | 212.8701
213.0662 |  | 212.8703
213.7664 |  | 212.8707
215.0206 |  | 212.8729
214.753 |  | 212.8736
213.324 |  | 212.8737
212.6739 |  | 212.8748
212.8413 |  | 212.8753
213.9747 |  | 212.8762
212.5847 |  | 212.877
213.4629 |  | 212.8771
214.2255 |  | 212.8773
213.0795 |  | 212.8784
211.4237 |  | 212.8812
213.7319 |  | 212.8825
211.7891 |  | 212.8827
212.2666 |  | 212.883
214.7718 |  | 212.8844
214.153 |  | 212.8859
213.3611 |  | 212.8861
213.9098 |  | 212.8862
215.2233 |  | 212.8872
213.6629 |  | 212.8883
215.8621 |  | 212.8901
214.2092 |  | 212.8903
215.3075 |  | 212.8906
213.152 |  | 212.8909
212.8274 |  | 212.8912
213.7716 |  | 212.8919
213.8875 |  | 212.8923
213.2675 |  | 212.8927
211.7793 |  | 212.8927
211.2118 |  | 212.8929
211.9423 |  | 212.8935
212.7144 |  | 212.8937
213.9748 |  | 212.8941
211.9551 |  | 212.8947
214.6387 |  | 212.8963
213.416 |  | 212.897
212.5559 |  | 212.8971
216.0896 |  | 212.8976
214.3667 |  | 212.8979
212.4645 |  | 212.8991
216.9725 |  | 212.8995
214.1317 |  | 212.901
215.3977 |  | 212.9015
214.4188 |  | 212.9029
213.8039 |  | 212.9034
213.9256 |  | 212.9041
212.7605 |  | 212.9042
214.0651 |  | 212.9042
214.2949 |  | 212.9047
212.0951 |  | 212.9053
213.5578 |  | 212.9063
211.631 |  | 212.9065
214.5582 |  | 212.9071
213.0957 |  | 212.9077
215.3054 |  | 212.9087
215.3712 |  | 212.9088
214.349 |  | 212.9088
214.0845 |  | 212.9095
214.9683 |  | 212.9096
211.8917 |  | 212.9098
213.0414 |  | 212.9108
213.2356 |  | 212.9113
212.3251 |  | 212.9126
213.5591 |  | 212.9128
213.6043 |  | 212.9136
212.3218 |  | 212.9137
215.0073 |  | 212.9138
213.0829 |  | 212.914
214.4901 |  | 212.9154
214.9851 |  | 212.9157
211.526 |  | 212.9159
212.757 |  | 212.9162
213.4882 |  | 212.9169
213.4093 |  | 212.9179
214.7488 |  | 212.9183
213.3255 |  | 212.9183
210.8546 |  | 212.9194
214.1386 |  | 212.9194
213.2 |  | 212.9194
214.9939 |  | 212.9198
211.6059 |  | 212.921
213.633 |  | 212.9217
213.3518 |  | 212.923
213.3639 |  | 212.9245
213.948 |  | 212.9254
213.8763 |  | 212.9257
214.0707 |  | 212.926
213.6297 |  | 212.9263
213.1795 |  | 212.9265
213.7915 |  | 212.9268
215.911 |  | 212.9278
214.9068 |  | 212.9285
212.5849 |  | 212.9302
211.139 |  | 212.9306
214.3874 |  | 212.9311
214.5382 |  | 212.9312
213.6598 |  | 212.9313
213.1934 |  | 212.9325
213.3252 |  | 212.9327
213.2156 |  | 212.9333
214.294 |  | 212.9356
214.9293 |  | 212.9397
212.7218 |  | 212.9398
213.022 |  | 212.9411
212.6889 |  | 212.9412
211.7137 |  | 212.9418
212.6476 |  | 212.9418
215.2743 |  | 212.9427
213.9036 |  | 212.9427
214.4275 |  | 212.9433
212.8771 |  | 212.9447
213.3839 |  | 212.945
214.9447 |  | 212.9451
212.6425 |  | 212.9456
212.0917 |  | 212.9462
212.2596 |  | 212.9463
213.8959 |  | 212.947
214.0617 |  | 212.9474
211.5667 |  | 212.9474
213.753 |  | 212.9474
213.6083 |  | 212.9475
211.6154 |  | 212.9486
213.1782 |  | 212.9487
212.1292 |  | 212.9489
213.7165 |  | 212.9496
213.3186 |  | 212.9497
214.0754 |  | 212.9501
211.9224 |  | 212.9514
210.6432 |  | 212.9517
213.4843 |  | 212.9524
212.6621 |  | 212.9525
213.3486 |  | 212.9526
211.4968 |  | 212.9528
213.4452 |  | 212.9532
213.3215 |  | 212.954
211.2731 |  | 212.9552
211.97 |  | 212.9553
213.1432 |  | 212.9556
213.2812 |  | 212.9556
214.9189 |  | 212.9561
211.9906 |  | 212.9564
212.6813 |  | 212.9565
215.1416 |  | 212.9582
211.5065 |  | 212.9592
213.7774 |  | 212.9601
213.9324 |  | 212.9602
213.9393 |  | 212.9606
214.9378 |  | 212.9619
213.7165 |  | 212.9622
216.03 |  | 212.963
213.3088 |  | 212.9638
211.8941 |  | 212.9639
213.5734 |  | 212.9639
214.928 |  | 212.9655
212.0935 |  | 212.9664
213.0281 |  | 212.9671
213.4067 |  | 212.9674
212.4122 |  | 212.9682
210.6482 |  | 212.9684
212.7288 |  | 212.9686
213.8657 |  | 212.9697
212.9763 |  | 212.9702
212.9795 |  | 212.9703
213.148 |  | 212.9703
212.5291 |  | 212.9711
216.0215 |  | 212.9729
214.6728 |  | 212.9731
213.9774 |  | 212.9743
213.9288 |  | 212.9748
214.3503 |  | 212.9758
212.7404 |  | 212.976
213.2862 |  | 212.9763
211.3184 |  | 212.9764
212.857 |  | 212.9768
212.7671 |  | 212.9773
213.0349 |  | 212.9778
212.6621 |  | 212.9786
214.708 |  | 212.9804
212.2405 |  | 212.9805
213.5629 |  | 212.9811
212.3818 |  | 212.9838
212.3408 |  | 212.9851
212.6878 |  | 212.9852
212.1305 |  | 212.9856
211.8618 |  | 212.9859
213.8042 |  | 212.986
213.1509 |  | 212.9866
212.1249 |  | 212.9872
212.4722 |  | 212.9877
214.8983 |  | 212.9883
213.243 |  | 212.9884
215.6753 |  | 212.989
214.0772 |  | 212.9911
212.8093 |  | 212.9925
211.9176 |  | 212.9931
212.0227 |  | 212.9936
213.464 |  | 212.9944
211.266 |  | 212.9948
212.5455 |  | 212.9951
212.8555 |  | 212.9952
213.3624 |  | 212.996
212.0496 |  | 212.9968
211.5639 |  | 212.997
212.662 |  | 212.9972
214.9249 |  | 212.9979
214.477 |  | 212.9986
210.8589 |  | 212.9992
213.6717 |  | 212.9992
212.3136 |  | 212.9997
212.2678 |  | 212.9997
213.4725 |  | 212.9998
214.8762 |  | 212.9999
214.0001 |  | 213.0001
214.6468 |  | 213.0002
213.3529 |  | 213.0008
213.4391 |  | 213.0014
213.3068 |  | 213.002
215.1661 |  | 213.0029
213.0944 |  | 213.0035
211.7529 |  | 213.0038
215.9735 |  | 213.0043
214.2339 |  | 213.0045
213.3583 |  | 213.0051
214.8807 |  | 213.0056
213.6309 |  | 213.01
212.1727 |  | 213.0108
213.5871 |  | 213.0123
213.9009 |  | 213.0133
212.4165 |  | 213.0136
213.555 |  | 213.0138
213.9028 |  | 213.0141
213.3615 |  | 213.0145
214.6258 |  | 213.0146
214.0663 |  | 213.0149
213.2837 |  | 213.015
213.5743 |  | 213.0151
210.9967 |  | 213.0161
212.4827 |  | 213.0166
212.2593 |  | 213.0167
212.6722 |  | 213.0172
214.2549 |  | 213.0176
211.2669 |  | 213.0176
213.6508 |  | 213.0181
212.4078 |  | 213.0181
213.9804 |  | 213.0188
213.8086 |  | 213.0189
213.7878 |  | 213.019
212.3818 |  | 213.0191
212.7587 |  | 213.0195
212.8333 |  | 213.0213
211.7024 |  | 213.0213
215.7767 |  | 213.0215
214.1867 |  | 213.024
212.2636 |  | 213.0252
212.1604 |  | 213.0256
214.5142 |  | 213.0266
210.4471 |  | 213.0284
212.6567 |  | 213.0287
212.6123 |  | 213.029
212.3829 |  | 213.0292
214.1741 |  | 213.0294
211.767 |  | 213.0297
213.3945 |  | 213.0314
214.3739 |  | 213.0315
213.8142 |  | 213.032
212.1769 |  | 213.0322
213.0639 |  | 213.0324
215.514 |  | 213.033
213.1814 |  | 213.0331
212.6541 |  | 213.0332
213.6379 |  | 213.0343
212.456 |  | 213.0347
214.3759 |  | 213.0348
213.5332 |  | 213.0352
213.881 |  | 213.036
213.957 |  | 213.0362
212.2862 |  | 213.0366
214.6502 |  | 213.0369
211.2089 |  | 213.0375
211.7385 |  | 213.0375
212.0538 |  | 213.039
213.0208 |  | 213.0394
212.7062 |  | 213.0396
214.0903 |  | 213.0404
212.9066 |  | 213.0404
214.1429 |  | 213.0415
213.3884 |  | 213.0425
214.5579 |  | 213.0426
215.3968 |  | 213.0427
213.5517 |  | 213.044
213.1733 |  | 213.044
214.6537 |  | 213.0455
213.0891 |  | 213.0458
211.7203 |  | 213.0459
212.7321 |  | 213.0462
212.8955 |  | 213.0471
214.2927 |  | 213.0479
214.9529 |  | 213.0483
214.1337 |  | 213.0487
213.6694 |  | 213.0487
213.0989 |  | 213.0491
213.9479 |  | 213.0494
212.7728 |  | 213.0494
214.2498 |  | 213.0496
213.819 |  | 213.0496
214.0011 |  | 213.05
214.7481 |  | 213.0516
213.7451 |  | 213.0518
212.5601 |  | 213.0519
212.2433 |  | 213.0522
212.6907 |  | 213.0529
212.8313 |  | 213.0565
212.9698 |  | 213.057
213.3373 |  | 213.0571
211.4483 |  | 213.0585
213.54 |  | 213.0594
214.0135 |  | 213.06
213.2951 |  | 213.0604
213.4079 |  | 213.0611
213.1245 |  | 213.0612
214.4268 |  | 213.0613
213.4847 |  | 213.0616
214.2263 |  | 213.0617
211.4874 |  | 213.0624
213.0214 |  | 213.0631
213.8619 |  | 213.0652
214.8013 |  | 213.0652
215.4924 |  | 213.0652
213.5908 |  | 213.0673
213.412 |  | 213.0678
214.1158 |  | 213.0687
212.7921 |  | 213.0687
215.9593 |  | 213.0692
212.6932 |  | 213.0694
213.8629 |  | 213.0694
213.5322 |  | 213.0699
213.6505 |  | 213.0708
212.272 |  | 213.0709
212.7425 |  | 213.0713
213.1315 |  | 213.0716
213.4794 |  | 213.0719
213.7909 |  | 213.0722
212.8797 |  | 213.0738
212.8729 |  | 213.0741
213.8917 |  | 213.0744
212.2246 |  | 213.0748
212.2501 |  | 213.0752
213.0868 |  | 213.0755
212.6357 |  | 213.0757
212.0654 |  | 213.0759
213.2328 |  | 213.0786
211.9281 |  | 213.0786
213.4877 |  | 213.0789
215.7427 |  | 213.079
212.4643 |  | 213.0794
211.4823 |  | 213.0795
213.4219 |  | 213.08
211.2704 |  | 213.0805
214.4962 |  | 213.0808
213.4542 |  | 213.081
212.6089 |  | 213.0811
213.9131 |  | 213.0817
214.8495 |  | 213.0818
212.8057 |  | 213.0829
213.3267 |  | 213.0831
212.8265 |  | 213.0832
214.2547 |  | 213.0833
214.364 |  | 213.0851
213.3621 |  | 213.0852
212.7979 |  | 213.0858
213.0981 |  | 213.0861
212.9295 |  | 213.0866
215.2915 |  | 213.0868
213.2613 |  | 213.0869
213.8159 |  | 213.0869
211.7016 |  | 213.0871
213.4486 |  | 213.0878
213.2198 |  | 213.0882
211.2808 |  | 213.0888
211.9358 |  | 213.0889
214.1142 |  | 213.0891
212.6655 |  | 213.0902
214.4939 |  | 213.091
214.1496 |  | 213.0914
214.6982 |  | 213.0914
213.2753 |  | 213.0919
212.0547 |  | 213.0928
213.6714 |  | 213.093
211.6418 |  | 213.0943
213.622 |  | 213.0947
212.6506 |  | 213.096
212.796 |  | 213.0963
212.3241 |  | 213.0965
213.4659 |  | 213.0967
212.2022 |  | 213.0978
212.8805 |  | 213.0981
212.4318 |  | 213.0984
213.7626 |  | 213.0991
214.0993 |  | 213.0997
213.7458 |  | 213.1008
213.2218 |  | 213.101
214.3117 |  | 213.101
213.5754 |  | 213.1017
211.4771 |  | 213.1021
214.1333 |  | 213.1046
213.8766 |  | 213.1056
212.4839 |  | 213.1065
213.4918 |  | 213.1067
214.2931 |  | 213.1069
213.5543 |  | 213.1071
213.5052 |  | 213.1097
214.3983 |  | 213.1101
211.8367 |  | 213.1103
214.5492 |  | 213.1114
213.1916 |  | 213.1116
214.1981 |  | 213.1121
210.5067 |  | 213.1125
212.0049 |  | 213.1146
214.5761 |  | 213.115
211.1924 |  | 213.1153
211.6234 |  | 213.1155
212.1326 |  | 213.116
214.2495 |  | 213.1162
212.6023 |  | 213.1166
212.668 |  | 213.1194
213.827 |  | 213.1197
212.6542 |  | 213.1203
214.7932 |  | 213.1209
212.6594 |  | 213.1216
213.3203 |  | 213.1219
214.9086 |  | 213.1228
212.0277 |  | 213.123
212.8709 |  | 213.1238
212.2472 |  | 213.1243
214.4079 |  | 213.1244
213.3721 |  | 213.1246
212.5769 |  | 213.1262
213.3035 |  | 213.1266
213.7466 |  | 213.1275
211.8648 |  | 213.1282
213.6749 |  | 213.1284
214.744 |  | 213.1287
211.4581 |  | 213.1291
214.6942 |  | 213.1297
212.9355 |  | 213.1305
212.6394 |  | 213.1317
211.6362 |  | 213.1322
213.4433 |  | 213.1322
212.2625 |  | 213.133
212.5997 |  | 213.1331
211.6594 |  | 213.1335
212.6393 |  | 213.1337
212.5986 |  | 213.1338
212.8041 |  | 213.1345
214.4566 |  | 213.1359
210.3915 |  | 213.1361
214.4828 |  | 213.1365
213.2706 |  | 213.138
213.3584 |  | 213.1384
212.8778 |  | 213.1392
213.2214 |  | 213.1394
214.3775 |  | 213.1398
214.4879 |  | 213.1416
213.3225 |  | 213.1435
210.9802 |  | 213.144
213.5827 |  | 213.1444
214.2653 |  | 213.1445
214.8294 |  | 213.1446
214.1799 |  | 213.1447
213.9009 |  | 213.145
212.767 |  | 213.1456
214.7271 |  | 213.1456
211.5935 |  | 213.1466
211.9243 |  | 213.1468
213.126 |  | 213.1474
212.0742 |  | 213.1475
212.0606 |  | 213.1476
212.3735 |  | 213.1481
212.5721 |  | 213.1484
213.8785 |  | 213.1493
212.1841 |  | 213.1494
211.8775 |  | 213.1496
213.0096 |  | 213.1498
214.0614 |  | 213.1506
211.6728 |  | 213.152
211.1838 |  | 213.1527
213.3864 |  | 213.1527
212.8313 |  | 213.153
213.6739 |  | 213.1532
213.7029 |  | 213.1537
211.0089 |  | 213.1547
213.5966 |  | 213.155
213.4749 |  | 213.1552
212.8373 |  | 213.156
212.4274 |  | 213.1564
212.2662 |  | 213.1569
214.5853 |  | 213.1578
212.5054 |  | 213.158
213.098 |  | 213.158
212.6462 |  | 213.1595
211.9098 |  | 213.1596
214.4098 |  | 213.1599
210.8392 |  | 213.161
214.0788 |  | 213.1614
212.9245 |  | 213.1621
214.1572 |  | 213.1626
213.6813 |  | 213.1631
212.8288 |  | 213.1632
213.3979 |  | 213.1635
212.5848 |  | 213.1639
212.4784 |  | 213.164
213.288 |  | 213.1641
212.9616 |  | 213.1646
212.1535 |  | 213.1649
213.7007 |  | 213.1662
212.6345 |  | 213.167
212.477 |  | 213.1677
213.3259 |  | 213.1682
213.5233 |  | 213.1689
215.3091 |  | 213.169
210.686 |  | 213.1697
214.7613 |  | 213.1698
212.2015 |  | 213.1699
213.5658 |  | 213.17
212.4113 |  | 213.1707
214.8253 |  | 213.1712
212.5148 |  | 213.1713
213.1016 |  | 213.1719
211.3797 |  | 213.1719
213.2918 |  | 213.1722
213.281 |  | 213.1732
215.2999 |  | 213.1733
211.872 |  | 213.1734
214.3904 |  | 213.1736
213.8399 |  | 213.1742
212.7331 |  | 213.1759
212.083 |  | 213.1766
214.3056 |  | 213.1768
212.3065 |  | 213.1777
213.815 |  | 213.1779
213.3943 |  | 213.1783
212.0857 |  | 213.1784
213.6338 |  | 213.1786
211.8509 |  | 213.1789
215.3003 |  | 213.1815
210.9876 |  | 213.1816
212.9648 |  | 213.1821
215.2841 |  | 213.1822
212.5028 |  | 213.1825
212.8302 |  | 213.1825
213.8981 |  | 213.1831
213.0911 |  | 213.1838
214.264 |  | 213.1843
213.5506 |  | 213.1845
212.3458 |  | 213.1859
214.4898 |  | 213.1864
213.3376 |  | 213.1869
214.3397 |  | 213.1878
211.7406 |  | 213.1879
210.4538 |  | 213.188
214.0062 |  | 213.1881
213.6515 |  | 213.1887
214.2539 |  | 213.1896
213.734 |  | 213.1905
213.6216 |  | 213.1906
213.1126 |  | 213.192
213.5073 |  | 213.1927
212.8595 |  | 213.1931
216.0052 |  | 213.1945
211.0911 |  | 213.1952
212.6154 |  | 213.1958
215.0385 |  | 213.1977
211.9602 |  | 213.1985
215.2669 |  | 213.1988
211.2909 |  | 213.1997
214.3496 |  | 213.1998
213.491 |  | 213.2003
213.9435 |  | 213.2005
212.3936 |  | 213.2012
212.8494 |  | 213.2018
214.8037 |  | 213.2024
213.6164 |  | 213.2033
212.3772 |  | 213.2054
212.7288 |  | 213.2054
215.9134 |  | 213.2064
212.2357 |  | 213.2066
212.8973 |  | 213.2068
212.6714 |  | 213.207
212.3455 |  | 213.207
212.1088 |  | 213.2074
213.341 |  | 213.2082
213.4976 |  | 213.2095
213.2405 |  | 213.2111
213.5339 |  | 213.2113
212.9263 |  | 213.2117
214.9729 |  | 213.212
214.4179 |  | 213.2122
212.7757 |  | 213.2126
213.2789 |  | 213.2132
214.6157 |  | 213.2133
213.5564 |  | 213.2146
213.9422 |  | 213.2152
212.6519 |  | 213.216
211.7023 |  | 213.2173
212.4857 |  | 213.2183
212.194 |  | 213.2196
213.1579 |  | 213.2198
213.5362 |  | 213.2211
214.3214 |  | 213.2215
212.3727 |  | 213.222
212.5916 |  | 213.2225
210.9706 |  | 213.2229
212.9696 |  | 213.2231
214.9206 |  | 213.2233
213.0981 |  | 213.2264
213.8141 |  | 213.2269
212.2894 |  | 213.2274
212.8548 |  | 213.2274
215.4281 |  | 213.2276
214.3093 |  | 213.2279
213.1151 |  | 213.2282
211.7923 |  | 213.229
212.3476 |  | 213.2302
212.8034 |  | 213.2305
213.1505 |  | 213.2321
213.1746 |  | 213.2337
212.9942 |  | 213.2337
214.2998 |  | 213.2346
215.3294 |  | 213.2347
214.6151 |  | 213.2359
212.5278 |  | 213.2365
213.4943 |  | 213.2366
212.9639 |  | 213.237
214.0083 |  | 213.2373
213.4805 |  | 213.2388
212.0153 |  | 213.2389
213.2513 |  | 213.2395
213.9665 |  | 213.2396
215.0767 |  | 213.2399
211.8854 |  | 213.2404
213.1716 |  | 213.2407
214.3107 |  | 213.2411
213.9991 |  | 213.2413
212.6127 |  | 213.2415
213.1993 |  | 213.2418
212.7337 |  | 213.2419
213.0392 |  | 213.2422
214.848 |  | 213.2425
212.7365 |  | 213.2438
213.5429 |  | 213.2446
215.0293 |  | 213.2447
212.3859 |  | 213.2468
215.1483 |  | 213.2472
212.6276 |  | 213.2475
212.7055 |  | 213.2498
212.945 |  | 213.25
212.8483 |  | 213.2507
213.0904 |  | 213.251
214.452 |  | 213.2513
212.7329 |  | 213.2516
212.5354 |  | 213.2518
213.9343 |  | 213.2519
215.4551 |  | 213.2525
211.7741 |  | 213.2527
213.75 |  | 213.2527
214.5435 |  | 213.2528
215.7999 |  | 213.2528
213.3002 |  | 213.2533
212.4767 |  | 213.2533
210.4233 |  | 213.2537
212.1142 |  | 213.254
212.8854 |  | 213.2546
211.7437 |  | 213.2559
214.1473 |  | 213.2563
213.468 |  | 213.2568
213.8178 |  | 213.257
213.5844 |  | 213.2572
213.5005 |  | 213.2573
214.8059 |  | 213.2575
214.2652 |  | 213.2578
215.1714 |  | 213.2586
214.209 |  | 213.2602
212.5413 |  | 213.2603
213.3825 |  | 213.2606
215.3139 |  | 213.2609
211.7806 |  | 213.2622
214.7466 |  | 213.2626
212.5511 |  | 213.2635
213.4257 |  | 213.2635
212.2481 |  | 213.2654
214.0017 |  | 213.2665
213.1699 |  | 213.2666
213.3673 |  | 213.2667
214.202 |  | 213.2669
214.2265 |  | 213.2686
212.6355 |  | 213.2695
215.0199 |  | 213.2695
215.1189 |  | 213.2699
214.0044 |  | 213.2709
214.929 |  | 213.2709
213.5109 |  | 213.2728
212.7171 |  | 213.2738
212.1845 |  | 213.275
215.3125 |  | 213.2777
212.2474 |  | 213.279
216.2634 |  | 213.2792
215.3634 |  | 213.2795
213.6999 |  | 213.2803
213.0674 |  | 213.2806
213.0911 |  | 213.2807
213.7683 |  | 213.2807
213.569 |  | 213.2814
212.7755 |  | 213.2815
212.6922 |  | 213.2819
212.7574 |  | 213.2827
213.8492 |  | 213.2831
213.2576 |  | 213.2832
213.142 |  | 213.284
211.4522 |  | 213.2842
213.7641 |  | 213.2849
212.2785 |  | 213.2852
213.3723 |  | 213.286
211.3497 |  | 213.2863
213.3495 |  | 213.2871
213.3739 |  | 213.2883
214.0686 |  | 213.2886
213.9653 |  | 213.2886
213.8948 |  | 213.2889
214.3622 |  | 213.2891
211.4196 |  | 213.2892
214.0377 |  | 213.2899
213.1701 |  | 213.2904
214.6663 |  | 213.2907
213.6447 |  | 213.2914
213.5824 |  | 213.2917
213.5778 |  | 213.2924
212.3214 |  | 213.2934
214.1022 |  | 213.2936
214.3098 |  | 213.2941
213.0697 |  | 213.2942
216.0243 |  | 213.2943
212.2863 |  | 213.2944
213.4738 |  | 213.2949
211.3459 |  | 213.295
213.5224 |  | 213.295
211.2558 |  | 213.2951
212.526 |  | 213.2953
213.0641 |  | 213.2959
212.4137 |  | 213.2965
213.4593 |  | 213.2965
212.477 |  | 213.2966
213.9024 |  | 213.2974
213.9973 |  | 213.2976
213.3202 |  | 213.2979
213.7412 |  | 213.2982
214.3756 |  | 213.2991
214.2888 |  | 213.2998
213.173 |  | 213.3009
212.0206 |  | 213.301
213.791 |  | 213.3011
213.256 |  | 213.3034
212.5055 |  | 213.3059
214.4323 |  | 213.3059
213.6617 |  | 213.306
214.1175 |  | 213.3067
215.3336 |  | 213.3068
212.5348 |  | 213.3073
213.009 |  | 213.3083
213.6112 |  | 213.3086
215.2589 |  | 213.3091
212.3411 |  | 213.3094
211.9064 |  | 213.3099
212.9165 |  | 213.3101
214.0695 |  | 213.3105
213.5793 |  | 213.3107
213.8707 |  | 213.3109
214.0178 |  | 213.3121
212.681 |  | 213.3123
213.1035 |  | 213.3126
211.6061 |  | 213.3134
212.7722 |  | 213.3144
211.4832 |  | 213.3145
212.5921 |  | 213.3148
212.9748 |  | 213.3148
213.3315 |  | 213.3155
211.6815 |  | 213.3157
212.8143 |  | 213.3169
211.834 |  | 213.3179
214.0144 |  | 213.318
213.1283 |  | 213.3191
213.5472 |  | 213.3196
213.6673 |  | 213.3197
213.5697 |  | 213.3204
214.163 |  | 213.3209
213.8049 |  | 213.3221
214.0523 |  | 213.3239
214.6843 |  | 213.3241
211.8665 |  | 213.3256
215.0341 |  | 213.3259
214.7236 |  | 213.3265
213.9837 |  | 213.3266
212.9169 |  | 213.3275
214.321 |  | 213.3289
213.4396 |  | 213.3293
214.4284 |  | 213.3298
211.3004 |  | 213.3312
213.592 |  | 213.3312
214.032 |  | 213.3315
212.9208 |  | 213.3322
213.1301 |  | 213.3329
213.1387 |  | 213.3341
212.7791 |  | 213.335
212.3948 |  | 213.3351
214.4124 |  | 213.3351
213.952 |  | 213.3353
214.0781 |  | 213.3356
212.2098 |  | 213.3358
212.1349 |  | 213.3358
212.8595 |  | 213.3361
214.5278 |  | 213.3363
215.637 |  | 213.3367
212.8279 |  | 213.3369
214.0173 |  | 213.3372
215.8349 |  | 213.3373
213.115 |  | 213.3381
210.2764 |  | 213.3385
215.6765 |  | 213.339
214.2081 |  | 213.3391
213.2425 |  | 213.3391
212.8474 |  | 213.3395
212.1545 |  | 213.3403
214.9727 |  | 213.3405
212.6084 |  | 213.342
212.2324 |  | 213.3423
214.341 |  | 213.3433
211.5718 |  | 213.3435
215.6356 |  | 213.3443
212.8287 |  | 213.3445
212.2106 |  | 213.3467
213.3183 |  | 213.3475
212.8072 |  | 213.3476
212.2844 |  | 213.3477
212.6634 |  | 213.3482
214.0349 |  | 213.3485
213.2867 |  | 213.3486
213.3176 |  | 213.3487
211.4216 |  | 213.3487
213.9822 |  | 213.3503
212.7299 |  | 213.3507
213.4836 |  | 213.3515
214.0266 |  | 213.353
213.7825 |  | 213.3537
213.4094 |  | 213.3546
212.0586 |  | 213.3559
213.6863 |  | 213.3567
213.699 |  | 213.3571
216.735 |  | 213.3576
214.5552 |  | 213.3585
214.0564 |  | 213.3586
212.2953 |  | 213.3592
215.5262 |  | 213.3609
213.1647 |  | 213.3613
215.1654 |  | 213.3613
213.4858 |  | 213.3614
211.2139 |  | 213.3617
210.5936 |  | 213.3618
214.2412 |  | 213.3623
212.7493 |  | 213.3624
212.9507 |  | 213.3644
213.6294 |  | 213.3662
213.0952 |  | 213.3668
213.2411 |  | 213.3676
213.2724 |  | 213.3677
213.869 |  | 213.3678
211.334 |  | 213.368
214.4896 |  | 213.3686
213.4974 |  | 213.3687
213.3554 |  | 213.37
212.5647 |  | 213.3702
214.5794 |  | 213.3708
212.9998 |  | 213.3711
215.1878 |  | 213.3714
212.909 |  | 213.3717
214.0057 |  | 213.3718
213.4709 |  | 213.3718
210.7956 |  | 213.3723
212.8816 |  | 213.3725
212.5045 |  | 213.3737
211.378 |  | 213.3742
213.4498 |  | 213.3748
213.0245 |  | 213.375
212.4862 |  | 213.3753
213.5923 |  | 213.3758
214.0361 |  | 213.3765
212.8697 |  | 213.377
213.0181 |  | 213.3774
213.5679 |  | 213.3777
215.8153 |  | 213.3777
213.5915 |  | 213.3783
215.7061 |  | 213.3786
212.8319 |  | 213.3789
212.8387 |  | 213.3809
213.1166 |  | 213.381
212.355 |  | 213.3811
211.6756 |  | 213.3819
213.1276 |  | 213.384
213.3402 |  | 213.3841
212.9754 |  | 213.3875
212.043 |  | 213.3878
213.0265 |  | 213.3879
213.6271 |  | 213.3882
214.4089 |  | 213.3883
214.1645 |  | 213.3885
213.8399 |  | 213.3887
214.4883 |  | 213.3888
213.4331 |  | 213.3889
214.2603 |  | 213.3891
214.5395 |  | 213.3894
212.2561 |  | 213.39
214.3835 |  | 213.3904
213.2723 |  | 213.3905
211.5571 |  | 213.3907
213.176 |  | 213.3915
213.7044 |  | 213.3928
213.6248 |  | 213.3934
212.4487 |  | 213.3935
212.3917 |  | 213.3937
214.3569 |  | 213.3953
212.2744 |  | 213.3967
214.7814 |  | 213.3968
211.874 |  | 213.3981
210.967 |  | 213.3983
213.1168 |  | 213.3989
212.2656 |  | 213.399
215.8213 |  | 213.4014
215.0951 |  | 213.4019
213.242 |  | 213.4021
213.0815 |  | 213.4022
214.1063 |  | 213.4025
213.7921 |  | 213.4027
211.9147 |  | 213.403
212.566 |  | 213.4033
213.1598 |  | 213.4036
212.7482 |  | 213.4038
213.1447 |  | 213.4059
210.2119 |  | 213.406
213.612 |  | 213.4064
213.6804 |  | 213.4064
211.8532 |  | 213.4066
212.2658 |  | 213.4071
214.1136 |  | 213.408
213.1667 |  | 213.4085
214.6582 |  | 213.4087
214.6095 |  | 213.4088
212.6174 |  | 213.4098
213.9665 |  | 213.4109
212.5113 |  | 213.4112
213.5864 |  | 213.4113
212.7389 |  | 213.4114
214.1854 |  | 213.4122
213.0676 |  | 213.4126
213.0707 |  | 213.4132
214.5768 |  | 213.4144
210.4249 |  | 213.4152
212.1243 |  | 213.4157
211.9368 |  | 213.4183
212.7759 |  | 213.4192
214.0099 |  | 213.42
213.1802 |  | 213.422
212.4093 |  | 213.4224
213.1223 |  | 213.4226
214.7326 |  | 213.4234
212.0906 |  | 213.424
216.2784 |  | 213.424
213.1892 |  | 213.4248
213.9564 |  | 213.4249
212.9881 |  | 213.4277
213.3918 |  | 213.4279
213.6631 |  | 213.4286
210.1949 |  | 213.4299
213.844 |  | 213.43
216.1186 |  | 213.4306
211.9695 |  | 213.4307
213.3148 |  | 213.4307
212.2498 |  | 213.4321
213.0986 |  | 213.4325
213.928 |  | 213.4328
211.9424 |  | 213.4334
212.454 |  | 213.4353
212.9823 |  | 213.4358
211.3865 |  | 213.4391
213.6584 |  | 213.4391
212.9195 |  | 213.4392
215.2104 |  | 213.4394
214.6119 |  | 213.4395
212.2141 |  | 213.4396
214.66 |  | 213.4398
213.598 |  | 213.4398
211.1894 |  | 213.4398
211.4899 |  | 213.4401
214.4085 |  | 213.4402
211.9593 |  | 213.4411
214.0022 |  | 213.4418
213.5909 |  | 213.4421
214.6964 |  | 213.4422
213.3107 |  | 213.4424
214.9077 |  | 213.4424
212.2869 |  | 213.4425
213.3635 |  | 213.4428
214.8481 |  | 213.4429
212.8984 |  | 213.4431
211.9007 |  | 213.4439
212.7997 |  | 213.4442
213.4707 |  | 213.4449
213.9137 |  | 213.4452
213.8972 |  | 213.4452
212.4662 |  | 213.4453
213.2023 |  | 213.4458
214.14 |  | 213.4467
211.6998 |  | 213.4475
213.454 |  | 213.4482
211.4371 |  | 213.4484
212.0153 |  | 213.4487
213.9607 |  | 213.4489
213.1159 |  | 213.4499
212.8427 |  | 213.4507
211.8124 |  | 213.4519
213.9194 |  | 213.4519
214.7416 |  | 213.4525
210.4451 |  | 213.4527
210.9928 |  | 213.4535
213.5847 |  | 213.4539
213.5318 |  | 213.4547
214.0774 |  | 213.4552
213.4772 |  | 213.4554
213.9903 |  | 213.4557
212.9163 |  | 213.4558
213.9009 |  | 213.456
215.1762 |  | 213.4564
213.492 |  | 213.4565
213.9735 |  | 213.4573
212.3844 |  | 213.4573
212.5677 |  | 213.4579
212.6818 |  | 213.4582
211.7169 |  | 213.4589
213.2742 |  | 213.4592
211.9152 |  | 213.4594
214.294 |  | 213.4595
215.8603 |  | 213.4597
214.0502 |  | 213.4613
213.5724 |  | 213.4622
214.3209 |  | 213.4623
215.1096 |  | 213.4628
213.2296 |  | 213.4631
213.6641 |  | 213.4631
214.2548 |  | 213.4638
213.6649 |  | 213.4644
212.8649 |  | 213.4655
213.7639 |  | 213.4657
214.4181 |  | 213.4687
211.4517 |  | 213.4695
213.5126 |  | 213.4698
214.7469 |  | 213.4704
213.5155 |  | 213.4705
213.2448 |  | 213.4707
211.5159 |  | 213.4709
213.4896 |  | 213.471
214.3548 |  | 213.4716
212.8944 |  | 213.4718
213.8963 |  | 213.4719
212.7837 |  | 213.4721
213.1201 |  | 213.4728
212.8252 |  | 213.4728
214.0793 |  | 213.4732
213.9044 |  | 213.4749
214.102 |  | 213.4749
212.9601 |  | 213.4751
211.689 |  | 213.4758
211.6729 |  | 213.476
213.1687 |  | 213.476
213.6728 |  | 213.476
210.7415 |  | 213.477
215.278 |  | 213.4771
212.8317 |  | 213.4773
213.4452 |  | 213.4781
214.9768 |  | 213.4784
213.5622 |  | 213.4787
214.6654 |  | 213.4796
212.2224 |  | 213.4805
212.5528 |  | 213.4811
214.2386 |  | 213.4819
212.0083 |  | 213.4828
211.926 |  | 213.4835
212.9573 |  | 213.4846
213.2644 |  | 213.4846
215.0081 |  | 213.4848
211.4558 |  | 213.4849
212.0166 |  | 213.4852
213.3183 |  | 213.4868
212.7554 |  | 213.488
213.5118 |  | 213.4883
212.5156 |  | 213.49
215.9166 |  | 213.4906
214.855 |  | 213.4909
211.9161 |  | 213.4922
213.7847 |  | 213.4923
212.9684 |  | 213.4937
214.4983 |  | 213.4937
214.1575 |  | 213.4942
212.8821 |  | 213.4947
211.2113 |  | 213.4948
213.6167 |  | 213.495
213.6411 |  | 213.4971
213.5438 |  | 213.4983
213.4027 |  | 213.4987
214.799 |  | 213.4996
213.2867 |  | 213.4997
211.1122 |  | 213.4999
212.1382 |  | 213.4999
212.1636 |  | 213.5004
214.3518 |  | 213.5009
214.7436 |  | 213.5011
211.9618 |  | 213.5025
212.1753 |  | 213.5029
211.8198 |  | 213.503
213.5056 |  | 213.5031
212.8019 |  | 213.5039
214.6989 |  | 213.5039
210.9693 |  | 213.5043
213.412 |  | 213.5045
212.9365 |  | 213.5045
212.6803 |  | 213.5049
213.8373 |  | 213.5058
213.5508 |  | 213.507
212.5373 |  | 213.5076
214.6215 |  | 213.5082
212.6238 |  | 213.5095
213.5516 |  | 213.5117
212.7729 |  | 213.5132
214.6122 |  | 213.5136
214.0395 |  | 213.5138
214.6195 |  | 213.5143
214.0007 |  | 213.5145
215.4654 |  | 213.5147
210.7591 |  | 213.5148
213.1809 |  | 213.5148
215.7248 |  | 213.515
213.8793 |  | 213.515
214.1482 |  | 213.5151
212.0389 |  | 213.5153
212.5541 |  | 213.516
212.3509 |  | 213.516
212.8986 |  | 213.5165
210.8648 |  | 213.5168
213.2095 |  | 213.5173
212.1079 |  | 213.5173
211.9219 |  | 213.5174
214.3013 |  | 213.518
215.0841 |  | 213.5182
214.1503 |  | 213.5193
215.0999 |  | 213.5195
214.6513 |  | 213.5221
213.4676 |  | 213.5222
214.4558 |  | 213.5225
213.049 |  | 213.5227
216.0883 |  | 213.523
213.3938 |  | 213.5231
214.4451 |  | 213.5235
213.7667 |  | 213.5258
211.7248 |  | 213.5258
213.2016 |  | 213.5266
213.3989 |  | 213.5266
212.181 |  | 213.5271
214.7167 |  | 213.5271
213.8593 |  | 213.5277
211.5198 |  | 213.5278
213.1291 |  | 213.5278
212.0549 |  | 213.5318
214.9083 |  | 213.5328
212.6112 |  | 213.5329
213.6379 |  | 213.5332
212.138 |  | 213.5349
213.3164 |  | 213.5353
213.3781 |  | 213.5353
213.0362 |  | 213.5357
212.6284 |  | 213.536
212.9195 |  | 213.5366
213.7516 |  | 213.5373
213.9129 |  | 213.5378
213.8469 |  | 213.5381
213.2381 |  | 213.5386
212.0241 |  | 213.5387
213.3624 |  | 213.5399
213.6278 |  | 213.5399
214.2236 |  | 213.5405
214.9529 |  | 213.5414
213.2452 |  | 213.5418
214.9954 |  | 213.5423
213.0942 |  | 213.5428
212.4676 |  | 213.544
213.5478 |  | 213.5448
213.1996 |  | 213.5465
213.8243 |  | 213.5466
213.0325 |  | 213.547
213.668 |  | 213.5471
213.5345 |  | 213.5479
213.7108 |  | 213.5483
213.5543 |  | 213.5492
213.0005 |  | 213.5492
212.734 |  | 213.5507
213.0805 |  | 213.5515
212.9537 |  | 213.5524
215.3366 |  | 213.5525
211.8408 |  | 213.553
214.6411 |  | 213.5531
213.3764 |  | 213.5532
210.7138 |  | 213.5536
212.3848 |  | 213.5545
214.1094 |  | 213.556
213.9643 |  | 213.5569
213.6231 |  | 213.5569
215.0293 |  | 213.557
212.8438 |  | 213.5571
213.0202 |  | 213.5571
213.4386 |  | 213.5574
211.8014 |  | 213.5576
212.3568 |  | 213.5577
213.0847 |  | 213.558
211.6469 |  | 213.5589
212.3487 |  | 213.559
213.1417 |  | 213.559
211.5839 |  | 213.5598
213.6777 |  | 213.56
211.2541 |  | 213.5616
212.7337 |  | 213.5621
213.9659 |  | 213.5623
215.2955 |  | 213.5625
212.7332 |  | 213.5641
215.4993 |  | 213.5643
212.8529 |  | 213.5647
212.4505 |  | 213.5656
214.4506 |  | 213.5659
213.3049 |  | 213.566
212.719 |  | 213.5665
213.6452 |  | 213.5666
216.8114 |  | 213.5672
212.7419 |  | 213.5675
212.3266 |  | 213.5677
214.329 |  | 213.5677
213.8322 |  | 213.5682
214.448 |  | 213.5691
213.2551 |  | 213.5691
212.1802 |  | 213.5692
212.3341 |  | 213.5694
213.7702 |  | 213.5697
213.4805 |  | 213.5698
212.8405 |  | 213.5716
213.5213 |  | 213.5732
213.2923 |  | 213.5749
211.6822 |  | 213.5753
214.6963 |  | 213.5754
212.4604 |  | 213.5763
211.8742 |  | 213.5777
213.437 |  | 213.5778
214.3947 |  | 213.5783
214.2609 |  | 213.5796
213.0566 |  | 213.5796
215.517 |  | 213.58
211.1018 |  | 213.5801
213.9951 |  | 213.5804
212.8688 |  | 213.5806
212.5829 |  | 213.5816
214.9519 |  | 213.5829
214.46 |  | 213.5836
213.5922 |  | 213.5841
213.0843 |  | 213.5855
214.2845 |  | 213.5856
213.1182 |  | 213.5889
213.937 |  | 213.5891
214.7651 |  | 213.5906
213.418 |  | 213.5911
213.7919 |  | 213.5915
212.4202 |  | 213.5918
212.0858 |  | 213.592
214.42 |  | 213.5924
213.0112 |  | 213.5928
211.6048 |  | 213.5955
214.5898 |  | 213.5956
215.5789 |  | 213.5956
214.3693 |  | 213.5966
213.8701 |  | 213.597
212.6414 |  | 213.5987
214.0745 |  | 213.6013
212.4631 |  | 213.6017
214.1471 |  | 213.6031
213.2564 |  | 213.6037
214.7725 |  | 213.6055
213.0235 |  | 213.6057
213.8249 |  | 213.6064
212.1339 |  | 213.6068
211.5731 |  | 213.6073
214.1626 |  | 213.6076
214.4307 |  | 213.6087
213.119 |  | 213.6093
210.5426 |  | 213.6101
214.7033 |  | 213.6115
211.5633 |  | 213.6115
214.4459 |  | 213.6131
212.8773 |  | 213.6132
213.2006 |  | 213.6147
214.8561 |  | 213.6147
211.6213 |  | 213.6149
213.7735 |  | 213.616
213.1017 |  | 213.6173
212.2005 |  | 213.6177
213.6954 |  | 213.6189
214.3432 |  | 213.6191
213.1257 |  | 213.6193
216.2448 |  | 213.6197
214.5362 |  | 213.6208
212.8338 |  | 213.6219
212.5993 |  | 213.6226
213.6156 |  | 213.6228
212.9513 |  | 213.6232
210.787 |  | 213.6239
213.471 |  | 213.6239
214.9126 |  | 213.625
214.3756 |  | 213.6254
213.2212 |  | 213.6274
213.6658 |  | 213.6274
214.9278 |  | 213.6278
210.6409 |  | 213.628
214.2189 |  | 213.6298
213.2161 |  | 213.6303
212.2547 |  | 213.6308
214.0563 |  | 213.6318
215.1528 |  | 213.632
213.6032 |  | 213.6323
212.648 |  | 213.6329
213.3618 |  | 213.6329
213.7288 |  | 213.6329
215.1937 |  | 213.633
212.5341 |  | 213.6333
212.9259 |  | 213.6338
213.1764 |  | 213.634
214.2399 |  | 213.6342
214.0456 |  | 213.6349
214.1266 |  | 213.6351
213.1792 |  | 213.6373
214.1606 |  | 213.6381
213.6699 |  | 213.6383
213.5685 |  | 213.6392
213.2423 |  | 213.6422
212.6923 |  | 213.6425
213.5028 |  | 213.643
213.0286 |  | 213.6431
214.3473 |  | 213.6434
214.9825 |  | 213.6438
215.0175 |  | 213.6441
213.3603 |  | 213.6442
212.5174 |  | 213.6447
214.2748 |  | 213.6461
211.1489 |  | 213.6463
215.4674 |  | 213.6468
213.4615 |  | 213.6473
214.422 |  | 213.6475
213.7065 |  | 213.6484
213.306 |  | 213.6487
213.0158 |  | 213.6503
216.4581 |  | 213.6509
212.0348 |  | 213.651
212.1349 |  | 213.6521
213.5407 |  | 213.6522
211.2674 |  | 213.6533
211.2388 |  | 213.6533
212.0024 |  | 213.6537
213.3886 |  | 213.6545
212.9121 |  | 213.6546
213.1361 |  | 213.6551
211.9113 |  | 213.6555
214.4416 |  | 213.6562
211.0449 |  | 213.6572
214.3508 |  | 213.6586
210.4656 |  | 213.659
211.1386 |  | 213.661
211.3948 |  | 213.6613
213.949 |  | 213.6622
213.0138 |  | 213.6631
212.9418 |  | 213.6633
214.4206 |  | 213.6639
212.0712 |  | 213.6639
212.1488 |  | 213.665
214.2335 |  | 213.6652
214.1433 |  | 213.6653
214.2323 |  | 213.6656
213.5474 |  | 213.67
213.0819 |  | 213.6707
215.3084 |  | 213.6708
214.129 |  | 213.6712
214.2166 |  | 213.672
215.3038 |  | 213.6722
212.641 |  | 213.6723
212.9908 |  | 213.6725
211.8719 |  | 213.6727
214.2269 |  | 213.6732
213.5084 |  | 213.6733
211.9255 |  | 213.6739
212.6006 |  | 213.6741
211.516 |  | 213.6742
212.971 |  | 213.675
215.0387 |  | 213.6753
211.9122 |  | 213.6774
212.7767 |  | 213.6776
211.145 |  | 213.6792
212.1895 |  | 213.6807
212.7336 |  | 213.6824
212.8279 |  | 213.6834
213.9877 |  | 213.6835
212.9202 |  | 213.684
212.8106 |  | 213.6861
212.2549 |  | 213.6873
213.8945 |  | 213.688
213.3647 |  | 213.6881
212.6414 |  | 213.6881
214.2822 |  | 213.6897
212.9563 |  | 213.6939
215.5759 |  | 213.6939
213.7239 |  | 213.6944
212.6338 |  | 213.6956
212.9462 |  | 213.696
215.6308 |  | 213.6963
213.7685 |  | 213.697
213.0506 |  | 213.6977
215.4713 |  | 213.6984
213.9413 |  | 213.6997
212.8762 |  | 213.7002
213.7712 |  | 213.701
213.6727 |  | 213.7011
212.4244 |  | 213.7013
214.0157 |  | 213.7014
212.7424 |  | 213.7025
213.4931 |  | 213.7028
212.2939 |  | 213.7037
213.5397 |  | 213.7042
212.5682 |  | 213.7064
212.7979 |  | 213.7064
213.1457 |  | 213.7066
214.7514 |  | 213.7071
212.2048 |  | 213.7075
215.0796 |  | 213.7076
214.0118 |  | 213.7084
212.9519 |  | 213.7092
212.4814 |  | 213.7094
214.2783 |  | 213.7097
213.7001 |  | 213.71
213.9807 |  | 213.7108
212.6506 |  | 213.7119
213.8589 |  | 213.713
211.7806 |  | 213.7133
212.7226 |  | 213.7159
212.0584 |  | 213.7168
215.0409 |  | 213.7173
213.1545 |  | 213.7177
212.2426 |  | 213.7177
214.2402 |  | 213.719
214.0263 |  | 213.7191
213.3457 |  | 213.7197
213.167 |  | 213.72
213.4014 |  | 213.7201
215.3523 |  | 213.7203
213.0962 |  | 213.7205
212.7378 |  | 213.7216
213.8719 |  | 213.7217
213.7237 |  | 213.723
212.2106 |  | 213.724
213.7731 |  | 213.7252
214.2592 |  | 213.7259
213.3979 |  | 213.7284
213.7776 |  | 213.7311
213.345 |  | 213.7321
212.3017 |  | 213.7323
213.5475 |  | 213.7324
212.8996 |  | 213.7324
213.398 |  | 213.7329
213.9677 |  | 213.7331
214.1174 |  | 213.7331
214.2259 |  | 213.7341
215.1866 |  | 213.7347
214.3246 |  | 213.735
211.6258 |  | 213.7357
214.8107 |  | 213.7359
214.6192 |  | 213.7369
213.4356 |  | 213.7371
212.7403 |  | 213.7382
213.7872 |  | 213.7384
214.1499 |  | 213.7389
213.1702 |  | 213.7394
214.2913 |  | 213.7404
215.6942 |  | 213.7407
213.8545 |  | 213.7408
212.6172 |  | 213.7417
215.6202 |  | 213.7418
212.636 |  | 213.7425
213.5281 |  | 213.7425
215.246 |  | 213.7428
213.0654 |  | 213.7437
212.9978 |  | 213.7443
213.567 |  | 213.7444
210.5732 |  | 213.7449
212.5969 |  | 213.7451
214.0997 |  | 213.7455
214.5412 |  | 213.746
214.9241 |  | 213.7462
214.0632 |  | 213.7468
212.7749 |  | 213.7482
213.1711 |  | 213.7487
210.1484 |  | 213.7489
212.5768 |  | 213.7495
213.8156 |  | 213.75
212.8368 |  | 213.7506
213.8644 |  | 213.7513
212.5658 |  | 213.7515
213.1394 |  | 213.7518
213.698 |  | 213.7521
212.3694 |  | 213.7525
213.7868 |  | 213.753
212.9023 |  | 213.7546
212.5574 |  | 213.7548
215.108 |  | 213.7551
214.8781 |  | 213.7554
213.4373 |  | 213.7567
215.8994 |  | 213.7571
211.8766 |  | 213.7574
215.594 |  | 213.7581
212.8906 |  | 213.7588
213.8688 |  | 213.7594
214.1752 |  | 213.7602
213.1757 |  | 213.7611
212.6824 |  | 213.7628
213.756 |  | 213.7628
210.9759 |  | 213.7629
212.7785 |  | 213.7638
212.0208 |  | 213.7638
211.3663 |  | 213.7639
211.861 |  | 213.7642
212.9875 |  | 213.7662
212.3911 |  | 213.7668
214.2416 |  | 213.7672
213.3034 |  | 213.7681
213.1381 |  | 213.7683
211.9657 |  | 213.7686
214.7961 |  | 213.7702
213.9499 |  | 213.7705
214.5542 |  | 213.771
213.2242 |  | 213.7718
213.9011 |  | 213.7721
213.8609 |  | 213.7724
214.3065 |  | 213.7726
213.6686 |  | 213.7729
212.409 |  | 213.7733
212.386 |  | 213.7739
214.7301 |  | 213.7744
213.4636 |  | 213.7747
212.4111 |  | 213.7761
213.1299 |  | 213.7762
213.8177 |  | 213.7763
214.2661 |  | 213.7765
212.7343 |  | 213.7772
213.717 |  | 213.7778
213.1373 |  | 213.7818
212.7011 |  | 213.7827
211.8686 |  | 213.7839
214.0737 |  | 213.7844
215.4666 |  | 213.7854
215.7244 |  | 213.7855
215.1084 |  | 213.786
213.665 |  | 213.786
212.8763 |  | 213.7869
214.108 |  | 213.7873
214.672 |  | 213.7873
212.5022 |  | 213.7876
212.7467 |  | 213.7878
214.2673 |  | 213.7879
212.7522 |  | 213.7896
213.0787 |  | 213.7898
212.382 |  | 213.7917
213.9732 |  | 213.7917
212.7986 |  | 213.793
212.6497 |  | 213.7931
213.3809 |  | 213.7931
214.1347 |  | 213.7942
211.6924 |  | 213.7943
212.0843 |  | 213.7949
212.3021 |  | 213.7953
212.1437 |  | 213.7983
213.3822 |  | 213.7989
213.3242 |  | 213.7994
214.6385 |  | 213.8005
212.2407 |  | 213.8011
211.6161 |  | 213.8015
212.8696 |  | 213.8017
213.2012 |  | 213.8017
213.3897 |  | 213.8018
213.6482 |  | 213.8028
212.4629 |  | 213.8029
212.0263 |  | 213.8032
213.8112 |  | 213.804
212.2184 |  | 213.8046
215.3725 |  | 213.8049
213.5242 |  | 213.805
212.9118 |  | 213.808
213.7844 |  | 213.8085
212.1926 |  | 213.8108
213.2669 |  | 213.8109
213.6385 |  | 213.8112
214.239 |  | 213.8118
212.7608 |  | 213.8121
213.8839 |  | 213.8145
211.8095 |  | 213.8146
211.0539 |  | 213.8148
214.5008 |  | 213.8157
213.4143 |  | 213.8161
212.94 |  | 213.8161
214.4171 |  | 213.817
212.5191 |  | 213.8183
213.0989 |  | 213.8205
210.9979 |  | 213.8213
214.7577 |  | 213.8216
213.4572 |  | 213.8216
214.6562 |  | 213.8225
213.2916 |  | 213.8229
214.5758 |  | 213.8258
214.4358 |  | 213.826
212.6663 |  | 213.8267
212.0538 |  | 213.8267
210.6391 |  | 213.8269
213.5003 |  | 213.8274
213.1045 |  | 213.8283
213.3794 |  | 213.829
213.9925 |  | 213.829
214.2478 |  | 213.8296
212.6987 |  | 213.8308
215.5177 |  | 213.8318
213.4475 |  | 213.8321
213.6413 |  | 213.8328
212.3188 |  | 213.8341
213.7185 |  | 213.8346
211.4585 |  | 213.8361
212.6656 |  | 213.8367
211.9502 |  | 213.8373
212.2456 |  | 213.8375
213.8653 |  | 213.8385
214.0432 |  | 213.8386
214.3779 |  | 213.8387
213.7869 |  | 213.8393
213.6857 |  | 213.84
213.8504 |  | 213.8418
212.4271 |  | 213.8419
213.6379 |  | 213.8433
213.2693 |  | 213.8437
212.3439 |  | 213.8463
214.6066 |  | 213.8477
213.1233 |  | 213.8478
212.884 |  | 213.8504
213.5726 |  | 213.8508
213.0084 |  | 213.8517
213.7572 |  | 213.8517
211.7588 |  | 213.8518
213.0624 |  | 213.852
213.4491 |  | 213.8525
212.2177 |  | 213.8528
214.9872 |  | 213.8534
212.2644 |  | 213.854
212.63 |  | 213.8541
213.1059 |  | 213.8544
215.1158 |  | 213.8553
212.7463 |  | 213.8557
213.3802 |  | 213.8558
212.1247 |  | 213.8563
214.3122 |  | 213.8567
213.9539 |  | 213.8573
212.1787 |  | 213.8581
214.3111 |  | 213.8606
214.1856 |  | 213.8613
213.6653 |  | 213.8623
212.1052 |  | 213.8633
213.6417 |  | 213.864
213.9235 |  | 213.8653
212.5401 |  | 213.8654
212.3886 |  | 213.8665
213.8796 |  | 213.8676
211.5801 |  | 213.8681
210.439 |  | 213.8707
214.6567 |  | 213.871
211.7704 |  | 213.8716
212.5132 |  | 213.8717
212.7342 |  | 213.873
212.9526 |  | 213.8732
213.9254 |  | 213.8739
212.6513 |  | 213.8739
213.7064 |  | 213.8742
212.3733 |  | 213.8746
213.119 |  | 213.8749
212.3251 |  | 213.8762
214.2714 |  | 213.8768
212.2828 |  | 213.877
213.5883 |  | 213.877
215.2029 |  | 213.8771
215.7136 |  | 213.8778
215.0646 |  | 213.8779
213.9445 |  | 213.8784
213.9885 |  | 213.8786
212.7192 |  | 213.8788
212.8178 |  | 213.8796
211.9158 |  | 213.8798
212.9309 |  | 213.8804
212.7715 |  | 213.8805
211.848 |  | 213.8808
213.6179 |  | 213.8817
213.2246 |  | 213.8824
212.6304 |  | 213.8828
213.6227 |  | 213.8834
213.7201 |  | 213.8834
212.6081 |  | 213.8841
212.348 |  | 213.8847
213.3505 |  | 213.8849
213.6089 |  | 213.8853
214.9229 |  | 213.8854
213.6254 |  | 213.8858
212.5205 |  | 213.8858
214.1324 |  | 213.8863
212.7679 |  | 213.8868
214.7516 |  | 213.887
213.2722 |  | 213.8904
213.5849 |  | 213.8912
212.8918 |  | 213.8916
213.9887 |  | 213.8925
212.0488 |  | 213.8927
210.3164 |  | 213.8931
214.3568 |  | 213.8933
214.663 |  | 213.8943
214.6472 |  | 213.8962
214.7675 |  | 213.8966
212.2821 |  | 213.8967
215.7279 |  | 213.8974
211.1113 |  | 213.8974
212.6847 |  | 213.8976
214.9219 |  | 213.8982
213.5784 |  | 213.8982
211.9737 |  | 213.8984
214.0341 |  | 213.8986
211.7302 |  | 213.899
214.3509 |  | 213.8991
211.238 |  | 213.8995
213.4633 |  | 213.8996
212.1966 |  | 213.8998
213.6689 |  | 213.9001
214.0942 |  | 213.9016
212.8529 |  | 213.9023
213.0042 |  | 213.9031
214.5472 |  | 213.9031
212.8073 |  | 213.9031
211.8025 |  | 213.9041
214.4826 |  | 213.9041
212.5485 |  | 213.9046
213.4819 |  | 213.9054
214.7367 |  | 213.9057
214.5824 |  | 213.9066
212.1504 |  | 213.9077
214.4666 |  | 213.9078
212.286 |  | 213.9091
213.9391 |  | 213.9092
213.74 |  | 213.9107
215.9934 |  | 213.9116
211.9802 |  | 213.9124
212.468 |  | 213.9127
212.3397 |  | 213.913
214.0925 |  | 213.9137
214.1477 |  | 213.9154
213.6096 |  | 213.9157
214.1906 |  | 213.916
212.3617 |  | 213.9164
212.7639 |  | 213.9166
212.9936 |  | 213.9202
212.6062 |  | 213.9202
212.5305 |  | 213.9202
214.6076 |  | 213.9214
212.1347 |  | 213.923
212.0972 |  | 213.9238
212.9269 |  | 213.9244
212.5124 |  | 213.9244
212.5174 |  | 213.9257
211.7066 |  | 213.9275
212.7986 |  | 213.9275
216.751 |  | 213.9277
212.6925 |  | 213.9281
212.3451 |  | 213.9282
213.3461 |  | 213.9294
213.5897 |  | 213.9332
213.6969 |  | 213.9346
213.1825 |  | 213.9349
212.0721 |  | 213.9355
214.7601 |  | 213.9358
212.6079 |  | 213.9361
213.052 |  | 213.9366
212.9597 |  | 213.9374
214.841 |  | 213.9377
214.2949 |  | 213.9395
212.0524 |  | 213.9396
212.9553 |  | 213.9396
213.2488 |  | 213.9407
215.5314 |  | 213.9408
211.7814 |  | 213.9413
213.6663 |  | 213.9413
212.1101 |  | 213.9427
212.7364 |  | 213.9429
211.9603 |  | 213.9439
214.7899 |  | 213.944
214.2019 |  | 213.9451
212.1707 |  | 213.9461
214.2072 |  | 213.9474
213.3667 |  | 213.9477
212.5884 |  | 213.9478
211.3219 |  | 213.9479
215.0647 |  | 213.9483
212.9232 |  | 213.9484
215.1751 |  | 213.9493
214.6176 |  | 213.95
214.8293 |  | 213.9502
215.9711 |  | 213.9508
215.2082 |  | 213.9514
213.4311 |  | 213.9531
213.5741 |  | 213.9533
211.6521 |  | 213.9533
213.4385 |  | 213.9534
213.9044 |  | 213.9552
214.0905 |  | 213.9556
211.811 |  | 213.9557
210.8865 |  | 213.9564
213.6301 |  | 213.9575
214.4306 |  | 213.9577
214.6311 |  | 213.958
213.0868 |  | 213.9581
214.4701 |  | 213.9587
214.6409 |  | 213.9588
213.1854 |  | 213.9589
212.092 |  | 213.96
211.5502 |  | 213.9603
214.3394 |  | 213.9607
214.4646 |  | 213.9634
212.542 |  | 213.9634
212.7764 |  | 213.9637
213.1558 |  | 213.964
213.8798 |  | 213.9645
214.0819 |  | 213.9645
214.041 |  | 213.9655
213.6888 |  | 213.9655
215.1619 |  | 213.9656
215.6027 |  | 213.9658
210.5453 |  | 213.9659
212.4985 |  | 213.9672
214.0149 |  | 213.9686
213.9829 |  | 213.9688
213.8616 |  | 213.9691
211.7881 |  | 213.9692
212.1269 |  | 213.9692
211.9128 |  | 213.9693
212.1188 |  | 213.9707
213.8958 |  | 213.9713
214.1592 |  | 213.9724
214.0152 |  | 213.9727
212.5303 |  | 213.9734
214.6562 |  | 213.9736
213.8367 |  | 213.9737
214.0667 |  | 213.9748
211.2372 |  | 213.975
213.7252 |  | 213.9751
213.699 |  | 213.9757
213.8522 |  | 213.9765
212.3051 |  | 213.9788
213.6083 |  | 213.9789
212.1774 |  | 213.9798
211.5869 |  | 213.9811
214.4137 |  | 213.9817
213.8062 |  | 213.9825
212.2122 |  | 213.9833
214.5746 |  | 213.9834
212.5578 |  | 213.9843
212.0358 |  | 213.9853
214.5956 |  | 213.9853
213.2967 |  | 213.9856
212.8005 |  | 213.9871
214.3904 |  | 213.9888
213.1116 |  | 213.989
215.0027 |  | 213.9895
211.8365 |  | 213.9908
213.4038 |  | 213.9916
213.9217 |  | 213.9939
213.88 |  | 213.9947
213.7354 |  | 213.9958
215.1555 |  | 213.996
212.5227 |  | 213.9964
213.5786 |  | 213.9968
212.7259 |  | 213.9987
214.2872 |  | 213.9992
212.3342 |  | 214.0006
213.7891 |  | 214.0038
212.0324 |  | 214.004
211.7257 |  | 214.004
213.2011 |  | 214.0047
212.7367 |  | 214.0051
214.7576 |  | 214.0051
213.0658 |  | 214.0056
211.6692 |  | 214.0057
213.7978 |  | 214.0059
212.0485 |  | 214.0074
212.5521 |  | 214.0087
211.9277 |  | 214.0091
215.5596 |  | 214.0095
211.9744 |  | 214.0103
213.1016 |  | 214.0109
214.3807 |  | 214.0112
214.4286 |  | 214.0128
212.2158 |  | 214.0147
213.7259 |  | 214.015
213.436 |  | 214.015
212.7505 |  | 214.0151
211.4907 |  | 214.0159
212.9802 |  | 214.0161
213.9685 |  | 214.0166
213.912 |  | 214.0172
212.3671 |  | 214.0174
210.9493 |  | 214.019
213.3017 |  | 214.0196
212.8751 |  | 214.0208
212.6192 |  | 214.021
212.1722 |  | 214.0217
213.9945 |  | 214.0227
211.9473 |  | 214.0232
213.0746 |  | 214.0241
214.1513 |  | 214.0244
214.4166 |  | 214.0256
214.6562 |  | 214.0287
213.4162 |  | 214.0296
211.4457 |  | 214.0299
214.8724 |  | 214.0304
213.5844 |  | 214.0307
213.4682 |  | 214.0311
212.6047 |  | 214.0316
211.4935 |  | 214.0319
215.1501 |  | 214.0322
212.4898 |  | 214.0339
213.0851 |  | 214.0342
212.6801 |  | 214.0346
213.7508 |  | 214.0366
214.1072 |  | 214.0375
213.8715 |  | 214.0377
213.8505 |  | 214.0394
214.6639 |  | 214.0398
213.0744 |  | 214.0426
214.5356 |  | 214.043
213.6093 |  | 214.0436
212.8764 |  | 214.0443
213.7228 |  | 214.0446
213.8995 |  | 214.0452
215.0149 |  | 214.0452
213.8204 |  | 214.0467
212.2258 |  | 214.0478
214.5639 |  | 214.0486
214.4906 |  | 214.0488
212.8653 |  | 214.0494
214.7694 |  | 214.0497
214.5296 |  | 214.0516
209.943 |  | 214.0522
215.3577 |  | 214.0534
215.1114 |  | 214.0536
213.794 |  | 214.0539
212.471 |  | 214.0541
214.1706 |  | 214.0544
211.7438 |  | 214.0546
213.4883 |  | 214.0549
214.2243 |  | 214.0553
213.9185 |  | 214.0559
212.3532 |  | 214.0563
211.403 |  | 214.0566
213.3117 |  | 214.059
211.4263 |  | 214.0605
214.0785 |  | 214.0614
213.6784 |  | 214.0615
211.1489 |  | 214.0618
210.6445 |  | 214.0627
213.9228 |  | 214.0629
213.9707 |  | 214.0652
213.1819 |  | 214.0659
212.7291 |  | 214.0663
214.1964 |  | 214.0665
212.4117 |  | 214.0676
212.0995 |  | 214.0683
212.4519 |  | 214.0684
212.5281 |  | 214.0689
213.2569 |  | 214.0696
212.6839 |  | 214.0708
213.9845 |  | 214.0721
211.4339 |  | 214.0725
213.0826 |  | 214.0728
210.5541 |  | 214.0734
214.1263 |  | 214.0735
213.4549 |  | 214.0738
211.6378 |  | 214.0762
213.1187 |  | 214.0764
215.0579 |  | 214.0781
214.6523 |  | 214.0783
212.1149 |  | 214.0818
213.3645 |  | 214.0839
212.4276 |  | 214.0849
213.0886 |  | 214.0861
214.0803 |  | 214.0867
211.5396 |  | 214.0867
214.0674 |  | 214.0873
212.1249 |  | 214.088
213.5191 |  | 214.0894
213.2363 |  | 214.0895
214.4866 |  | 214.0898
213.1972 |  | 214.0899
212.3984 |  | 214.0907
212.408 |  | 214.0911
211.1798 |  | 214.0912
212.3693 |  | 214.0913
213.739 |  | 214.0913
212.3639 |  | 214.0913
212.4738 |  | 214.0923
213.8922 |  | 214.0925
212.4542 |  | 214.0927
214.8959 |  | 214.0947
213.9949 |  | 214.0951
213.205 |  | 214.0954
213.2719 |  | 214.0955
212.7854 |  | 214.0957
215.3363 |  | 214.0969
212.4965 |  | 214.0969
215.1926 |  | 214.0987
212.4023 |  | 214.0997
212.7683 |  | 214.1004
213.1927 |  | 214.101
214.0214 |  | 214.1014
213.2429 |  | 214.1027
212.7599 |  | 214.104
212.0017 |  | 214.1047
215.5163 |  | 214.1047
212.4188 |  | 214.1049
211.8995 |  | 214.105
211.6877 |  | 214.1051
213.6558 |  | 214.1051
213.4944 |  | 214.1066
211.783 |  | 214.107
213.536 |  | 214.1076
214.5574 |  | 214.1078
213.1456 |  | 214.1097
213.7623 |  | 214.1097
212.0616 |  | 214.1103
211.9706 |  | 214.1122
213.8752 |  | 214.1122
212.8448 |  | 214.1125
212.3407 |  | 214.1136
214.5253 |  | 214.1157
215.2061 |  | 214.1157
214.0723 |  | 214.1158
213.1573 |  | 214.1167
214.0277 |  | 214.1169
213.8167 |  | 214.1194
213.0937 |  | 214.1201
213.5184 |  | 214.1202
213.338 |  | 214.121
213.0574 |  | 214.1215
214.5306 |  | 214.1217
212.9447 |  | 214.1223
213.5539 |  | 214.1227
213.8173 |  | 214.1245
214.0543 |  | 214.1254
213.7578 |  | 214.126
212.0611 |  | 214.1265
214.501 |  | 214.1271
213.9533 |  | 214.1271
212.3885 |  | 214.1271
211.5077 |  | 214.1274
211.7993 |  | 214.1277
215.9398 |  | 214.1278
212.602 |  | 214.1279
214.4961 |  | 214.1295
214.7657 |  | 214.1308
214.0943 |  | 214.1308
214.1191 |  | 214.1313
211.6676 |  | 214.1316
215.6477 |  | 214.1335
212.1037 |  | 214.1338
212.2341 |  | 214.1349
213.3438 |  | 214.135
215.035 |  | 214.1362
213.1877 |  | 214.1382
214.1229 |  | 214.1383
212.8691 |  | 214.1388
212.7507 |  | 214.1397
212.7679 |  | 214.1407
214.5103 |  | 214.1415
212.9329 |  | 214.1438
214.5585 |  | 214.1439
211.3124 |  | 214.145
214.0872 |  | 214.1459
211.1939 |  | 214.1469
212.0537 |  | 214.147
213.9731 |  | 214.1484
214.3923 |  | 214.1488
215.2665 |  | 214.1508
213.2555 |  | 214.1518
212.9898 |  | 214.1524
215.449 |  | 214.1533
211.5503 |  | 214.1537
213.7496 |  | 214.1539
213.6881 |  | 214.154
213.7595 |  | 214.155
214.0847 |  | 214.1555
215.1996 |  | 214.1558
212.3631 |  | 214.156
213.6478 |  | 214.1562
213.9844 |  | 214.1563
213.8149 |  | 214.1574
212.1258 |  | 214.158
214.312 |  | 214.1583
213.336 |  | 214.1588
212.5407 |  | 214.16
213.6468 |  | 214.1614
213.4563 |  | 214.1615
215.3294 |  | 214.1619
214.0534 |  | 214.162
212.9459 |  | 214.1622
212.4719 |  | 214.1632
213.313 |  | 214.1653
214.3552 |  | 214.168
214.3749 |  | 214.1682
214.3991 |  | 214.1686
213.5057 |  | 214.1694
214.1001 |  | 214.1704
212.5383 |  | 214.1719
211.8215 |  | 214.1728
213.6359 |  | 214.1777
215.2486 |  | 214.178
213.4624 |  | 214.1782
213.3789 |  | 214.1786
213.0152 |  | 214.1789
214.3807 |  | 214.1792
211.9626 |  | 214.1794
213.5477 |  | 214.1796
212.7515 |  | 214.18
216.1699 |  | 214.1801
211.4992 |  | 214.1821
211.7464 |  | 214.1825
214.5074 |  | 214.1825
214.6692 |  | 214.1829
213.5092 |  | 214.1836
211.3357 |  | 214.1836
213.4565 |  | 214.1874
212.171 |  | 214.1874
213.617 |  | 214.1876
212.8433 |  | 214.1885
213.6459 |  | 214.1886
212.6666 |  | 214.1892
214.9004 |  | 214.1895
213.0314 |  | 214.1896
212.0344 |  | 214.1908
214.0517 |  | 214.1914
212.963 |  | 214.1914
212.4937 |  | 214.192
215.2528 |  | 214.193
213.1627 |  | 214.1947
214.4117 |  | 214.1949
213.7529 |  | 214.1954
212.4944 |  | 214.196
212.4971 |  | 214.1964
213.7521 |  | 214.1968
212.0649 |  | 214.197
214.3368 |  | 214.1979
214.1475 |  | 214.1988
214.3103 |  | 214.1988
214.1606 |  | 214.1998
213.7504 |  | 214.2003
215.673 |  | 214.2007
215.2023 |  | 214.2018
213.9841 |  | 214.2044
211.7253 |  | 214.2059
214.9678 |  | 214.2059
213.3284 |  | 214.2061
212.2482 |  | 214.2063
212.9058 |  | 214.2066
214.3522 |  | 214.2072
213.463 |  | 214.2076
214.603 |  | 214.2086
213.2955 |  | 214.2088
214.1401 |  | 214.2093
213.5955 |  | 214.2122
213.7486 |  | 214.2124
213.9229 |  | 214.2135
213.4374 |  | 214.214
212.6606 |  | 214.2173
213.3396 |  | 214.2178
211.8651 |  | 214.219
213.0099 |  | 214.2192
212.8162 |  | 214.2193
213.299 |  | 214.2206
212.1343 |  | 214.2212
211.0255 |  | 214.2217
212.508 |  | 214.2233
214.3694 |  | 214.2254
211.8542 |  | 214.2256
213.3591 |  | 214.2265
212.7542 |  | 214.2269
213.7913 |  | 214.2273
213.11 |  | 214.2277
214.1556 |  | 214.2288
211.2059 |  | 214.2292
211.6372 |  | 214.2307
214.4953 |  | 214.2311
212.2405 |  | 214.2328
212.6667 |  | 214.233
213.4639 |  | 214.2336
213.7094 |  | 214.2342
213.2308 |  | 214.2346
213.5999 |  | 214.2354
213.0285 |  | 214.2355
213.3285 |  | 214.2356
212.0433 |  | 214.2365
213.5111 |  | 214.237
213.6703 |  | 214.2371
212.7426 |  | 214.2384
213.2553 |  | 214.2401
212.3751 |  | 214.2405
212.7608 |  | 214.2411
212.7114 |  | 214.2414
213.3145 |  | 214.2421
214.6313 |  | 214.2427
212.3666 |  | 214.2431
212.4591 |  | 214.2433
213.1095 |  | 214.2437
213.3074 |  | 214.2444
214.9217 |  | 214.2469
215.4156 |  | 214.2471
212.7916 |  | 214.2475
212.927 |  | 214.2476
214.5371 |  | 214.248
214.6995 |  | 214.2486
211.7835 |  | 214.2511
213.8981 |  | 214.2515
212.7968 |  | 214.2518
213.7365 |  | 214.2519
214.303 |  | 214.2526
213.2521 |  | 214.2526
213.5425 |  | 214.2549
213.4229 |  | 214.255
212.3467 |  | 214.2552
211.8121 |  | 214.2571
214.4377 |  | 214.2594
212.72 |  | 214.2596
213.2963 |  | 214.2598
212.025 |  | 214.2605
213.2024 |  | 214.2636
212.939 |  | 214.2643
215.8198 |  | 214.2651
212.3749 |  | 214.2652
212.7814 |  | 214.2657
211.6044 |  | 214.2669
213.5108 |  | 214.2671
210.0082 |  | 214.2684
212.9115 |  | 214.269
213.5727 |  | 214.2698
213.4249 |  | 214.27
212.4298 |  | 214.2705
211.7175 |  | 214.2705
213.9981 |  | 214.2706
213.7901 |  | 214.271
214.2574 |  | 214.2718
213.9468 |  | 214.2748
214.5267 |  | 214.2752
212.9982 |  | 214.2755
213.5693 |  | 214.2762
214.0421 |  | 214.2787
213.3047 |  | 214.2812
213.5008 |  | 214.2813
214.2052 |  | 214.2827
213.5913 |  | 214.2852
217.4312 |  | 214.2863
213.7106 |  | 214.2874
211.8065 |  | 214.2875
214.9023 |  | 214.2878
212.9685 |  | 214.2881
213.0231 |  | 214.2889
214.4325 |  | 214.2902
213.4509 |  | 214.2906
210.8097 |  | 214.2926
211.2983 |  | 214.2926
214.915 |  | 214.2932
214.0223 |  | 214.2939
210.0915 |  | 214.2962
213.3624 |  | 214.2973
213.1256 |  | 214.2973
214.2879 |  | 214.2976
213.5764 |  | 214.3012
214.3165 |  | 214.3031
212.7197 |  | 214.3035
212.0925 |  | 214.3037
213.4989 |  | 214.3042
214.4101 |  | 214.3049
211.9749 |  | 214.3051
213.7746 |  | 214.3055
211.665 |  | 214.3056
213.6432 |  | 214.3069
211.4543 |  | 214.3069
212.6249 |  | 214.3076
211.5809 |  | 214.3085
213.0084 |  | 214.3096
212.7925 |  | 214.3103
211.4223 |  | 214.3106
212.0172 |  | 214.3134
212.2952 |  | 214.3143
213.8478 |  | 214.3149
212.7437 |  | 214.317
213.6902 |  | 214.3177
213.5969 |  | 214.3178
213.8605 |  | 214.3178
213.7376 |  | 214.3178
213.2753 |  | 214.3187
213.7121 |  | 214.3192
212.8155 |  | 214.3204
210.6761 |  | 214.3205
214.5464 |  | 214.3208
213.5233 |  | 214.3216
213.0473 |  | 214.3223
213.1693 |  | 214.3282
214.2672 |  | 214.3286
215.5714 |  | 214.3288
214.1164 |  | 214.3293
213.8133 |  | 214.331
214.0541 |  | 214.3337
214.8403 |  | 214.334
214.8552 |  | 214.3358
212.5188 |  | 214.3366
214.4053 |  | 214.3367
211.8847 |  | 214.3367
213.983 |  | 214.3379
213.0882 |  | 214.3381
213.9061 |  | 214.3389
213.8402 |  | 214.34
211.3458 |  | 214.3406
211.0852 |  | 214.3407
211.158 |  | 214.3425
213.4397 |  | 214.3437
212.5033 |  | 214.3454
214.7316 |  | 214.3457
212.974 |  | 214.3465
213.4593 |  | 214.3479
214.8322 |  | 214.3493
212.3022 |  | 214.3494
213.5633 |  | 214.3496
214.0379 |  | 214.3498
212.6314 |  | 214.35
214.5761 |  | 214.3501
213.7578 |  | 214.3507
215.7181 |  | 214.3516
211.5937 |  | 214.3525
213.262 |  | 214.3534
213.736 |  | 214.3569
213.2737 |  | 214.3571
211.4951 |  | 214.3593
212.1292 |  | 214.3604
212.1524 |  | 214.3614
212.8384 |  | 214.3624
212.7748 |  | 214.3625
213.5236 |  | 214.3631
214.3287 |  | 214.3636
213.8573 |  | 214.3666
212.2418 |  | 214.3667
213.5458 |  | 214.3668
212.8924 |  | 214.3672
213.0328 |  | 214.3687
214.6578 |  | 214.369
213.8011 |  | 214.3699
214.1188 |  | 214.3703
212.7864 |  | 214.3703
210.1678 |  | 214.3713
214.6407 |  | 214.3714
212.411 |  | 214.3728
213.3154 |  | 214.3736
211.7977 |  | 214.3737
212.4741 |  | 214.3749
214.1599 |  | 214.3754
214.8853 |  | 214.3757
209.6589 |  | 214.3782
212.8628 |  | 214.3801
214.2285 |  | 214.3807
212.9092 |  | 214.3821
214.6633 |  | 214.3828
213.8641 |  | 214.3831
214.0042 |  | 214.3836
213.8863 |  | 214.3877
212.9047 |  | 214.3904
212.0716 |  | 214.3905
213.9994 |  | 214.3944
212.207 |  | 214.395
212.3748 |  | 214.3956
215.5755 |  | 214.3958
212.6104 |  | 214.3978
212.6216 |  | 214.3987
212.6223 |  | 214.3989
210.544 |  | 214.3991
211.3887 |  | 214.3997
212.7811 |  | 214.3999
214.7561 |  | 214.4009
213.287 |  | 214.4011
212.9498 |  | 214.4012
213.4495 |  | 214.4039
214.1763 |  | 214.4041
214.996 |  | 214.4046
213.7031 |  | 214.4058
212.1574 |  | 214.4065
210.3735 |  | 214.407
211.97 |  | 214.4073
213.8059 |  | 214.4077
214.2181 |  | 214.4079
214.4784 |  | 214.4092
211.0745 |  | 214.4093
212.8252 |  | 214.4104
214.1655 |  | 214.4104
212.4559 |  | 214.4113
213.7694 |  | 214.4117
214.5362 |  | 214.413
213.8158 |  | 214.4132
213.0516 |  | 214.4132
213.4034 |  | 214.4177
213.2464 |  | 214.4188
213.3598 |  | 214.4195
213.4436 |  | 214.4213
212.4996 |  | 214.4243
214.4281 |  | 214.4264
214.4475 |  | 214.4275
215.462 |  | 214.428
211.8616 |  | 214.4307
213.4288 |  | 214.4317
212.5496 |  | 214.4321
214.1497 |  | 214.4329
213.4367 |  | 214.4333
214.1587 |  | 214.4335
214.0895 |  | 214.4344
212.4294 |  | 214.4368
211.9106 |  | 214.4383
215.077 |  | 214.4401
213.9378 |  | 214.4409
212.4319 |  | 214.441
212.8502 |  | 214.441
213.5058 |  | 214.442
211.8068 |  | 214.4438
213.6035 |  | 214.4444
215.3604 |  | 214.4471
215.5117 |  | 214.448
212.8895 |  | 214.4482
212.8931 |  | 214.4497
212.6322 |  | 214.4505
212.185 |  | 214.4514
214.0648 |  | 214.4522
211.1355 |  | 214.4531
213.6703 |  | 214.4539
213.8159 |  | 214.4544
211.4053 |  | 214.4549
212.3905 |  | 214.4549
211.8222 |  | 214.4553
213.748 |  | 214.4569
214.3922 |  | 214.4571
212.6111 |  | 214.4576
211.5706 |  | 214.459
215.5532 |  | 214.4598
213.773 |  | 214.4599
213.3495 |  | 214.4602
212.6156 |  | 214.4602
213.2455 |  | 214.4612
213.3965 |  | 214.4621
212.5399 |  | 214.4623
213.9964 |  | 214.4627
212.3066 |  | 214.463
212.9214 |  | 214.4643
211.9081 |  | 214.4644
212.7553 |  | 214.4649
213.8686 |  | 214.4651
212.4445 |  | 214.4655
215.2173 |  | 214.466
212.587 |  | 214.4662
214.2739 |  | 214.4676
216.6632 |  | 214.4693
215.076 |  | 214.4707
214.1487 |  | 214.4715
214.6726 |  | 214.4724
214.398 |  | 214.4749
213.5878 |  | 214.4752
211.8634 |  | 214.4771
212.3111 |  | 214.4789
213.2334 |  | 214.483
214.4103 |  | 214.4831
213.0896 |  | 214.4833
212.7256 |  | 214.4847
212.3326 |  | 214.4848
212.7958 |  | 214.4855
214.3998 |  | 214.4859
214.5748 |  | 214.4866
214.353 |  | 214.4872
212.6006 |  | 214.4879
214.1241 |  | 214.4886
211.1898 |  | 214.4896
214.9898 |  | 214.4898
212.4383 |  | 214.49
213.9385 |  | 214.4903
213.403 |  | 214.4912
213.7933 |  | 214.4921
213.3255 |  | 214.4932
212.0576 |  | 214.4946
214.6313 |  | 214.4972
213.6712 |  | 214.4972
213.1827 |  | 214.4984
212.0382 |  | 214.4987
214.4856 |  | 214.5002
212.8749 |  | 214.5019
212.5223 |  | 214.5021
213.6822 |  | 214.5046
212.4925 |  | 214.505
213.8706 |  | 214.5079
214.3452 |  | 214.5083
213.2771 |  | 214.5084
212.8659 |  | 214.5088
211.9059 |  | 214.5092
212.3536 |  | 214.5119
212.644 |  | 214.5122
214.0703 |  | 214.5125
212.1008 |  | 214.5167
213.6987 |  | 214.5185
213.8087 |  | 214.5208
212.1745 |  | 214.5211
211.6352 |  | 214.5215
211.4318 |  | 214.522
215.3867 |  | 214.522
212.0155 |  | 214.5222
213.3542 |  | 214.5234
212.7361 |  | 214.5238
213.069 |  | 214.5242
213.1008 |  | 214.5291
213.4882 |  | 214.5313
212.8781 |  | 214.5339
213.2906 |  | 214.5344
213.9975 |  | 214.5346
214.5188 |  | 214.535
214.7752 |  | 214.5373
211.591 |  | 214.5403
211.6956 |  | 214.5409
215.0528 |  | 214.5424
213.5851 |  | 214.5425
211.3428 |  | 214.5426
211.8438 |  | 214.5429
212.8593 |  | 214.5429
214.3372 |  | 214.5437
211.8456 |  | 214.5468
213.5459 |  | 214.5478
212.516 |  | 214.5485
211.3067 |  | 214.5546
215.2892 |  | 214.5553
214.835 |  | 214.5556
212.2755 |  | 214.5567
213.0595 |  | 214.5572
214 |  | 214.5573
213.3134 |  | 214.5576
212.8819 |  | 214.5577
214.3453 |  | 214.559
211.407 |  | 214.5597
214.3788 |  | 214.5598
213.7271 |  | 214.5616
214.4806 |  | 214.5621
212.7811 |  | 214.5627
212.8765 |  | 214.564
215.5703 |  | 214.5654
214.5275 |  | 214.5657
212.4785 |  | 214.5662
213.0589 |  | 214.5663
213.0013 |  | 214.5673
212.1439 |  | 214.5674
217.5921 |  | 214.5698
214.4297 |  | 214.571
213.8556 |  | 214.5738
211.5697 |  | 214.5751
211.067 |  | 214.5759
213.7815 |  | 214.5763
213.3931 |  | 214.5764
213.4691 |  | 214.5781
212.3014 |  | 214.5785
212.6042 |  | 214.5802
214.062 |  | 214.5821
212.5345 |  | 214.5827
213.5296 |  | 214.583
212.7657 |  | 214.584
212.2529 |  | 214.5853
214.047 |  | 214.5871
213.4923 |  | 214.5874
214.0486 |  | 214.5882
213.0409 |  | 214.5892
212.027 |  | 214.5893
213.3294 |  | 214.5925
213.3371 |  | 214.5932
214.3178 |  | 214.5943
214.1928 |  | 214.5946
213.7716 |  | 214.5958
213.3211 |  | 214.5962
213.6471 |  | 214.5968
212.5823 |  | 214.5969
211.8038 |  | 214.5972
213.8844 |  | 214.5972
214.993 |  | 214.5981
213.5179 |  | 214.5982
211.5181 |  | 214.6005
214.2087 |  | 214.6009
213.2625 |  | 214.6014
214.6289 |  | 214.6024
213.8502 |  | 214.6025
211.9162 |  | 214.6033
212.0206 |  | 214.6037
215.7112 |  | 214.6043
212.0154 |  | 214.6049
210.741 |  | 214.609
213.5872 |  | 214.6091
214.844 |  | 214.6104
212.6023 |  | 214.6117
213.1514 |  | 214.6127
213.4893 |  | 214.6133
214.4182 |  | 214.6142
213.742 |  | 214.6148
213.2571 |  | 214.6183
213.1754 |  | 214.6194
212.6112 |  | 214.6194
212.4384 |  | 214.6196
212.6645 |  | 214.6207
213.5795 |  | 214.622
214.1386 |  | 214.6224
214.0516 |  | 214.6228
213.3148 |  | 214.6233
214.9604 |  | 214.6247
214.4527 |  | 214.6249
213.2584 |  | 214.6267
210.9066 |  | 214.6276
214.7784 |  | 214.6282
214.4346 |  | 214.6303
213.3977 |  | 214.6304
213.629 |  | 214.6328
213.4708 |  | 214.6333
213.5141 |  | 214.6349
213.0737 |  | 214.636
214.2312 |  | 214.6366
215.4266 |  | 214.637
213.7533 |  | 214.6374
213.0585 |  | 214.6381
215.4448 |  | 214.6397
212.3971 |  | 214.6398
212.8795 |  | 214.6398
214.1831 |  | 214.641
213.7809 |  | 214.6447
214.0213 |  | 214.646
213.4972 |  | 214.6464
212.1412 |  | 214.6471
214.4689 |  | 214.6474
214.3492 |  | 214.6492
214.065 |  | 214.6496
214.2674 |  | 214.6501
214.0866 |  | 214.6501
213.3421 |  | 214.6512
213.936 |  | 214.6513
212.4572 |  | 214.6524
212.8699 |  | 214.6541
213.3687 |  | 214.6606
212.9264 |  | 214.6615
212.8675 |  | 214.6625
212.3114 |  | 214.6629
213.3114 |  | 214.6653
214.638 |  | 214.6664
213.2143 |  | 214.6685
215.6403 |  | 214.6687
214.2709 |  | 214.6716
211.0433 |  | 214.6729
213.1078 |  | 214.6734
212.3627 |  | 214.6765
213.076 |  | 214.6766
211.6618 |  | 214.6779
213.06 |  | 214.6785
214.7513 |  | 214.6792
213.6474 |  | 214.681
214.4673 |  | 214.6812
213.0219 |  | 214.6816
213.5313 |  | 214.6819
212.7209 |  | 214.6823
212.5711 |  | 214.6823
212.4097 |  | 214.6832
214.0559 |  | 214.6833
211.8927 |  | 214.6839
211.4785 |  | 214.684
212.5544 |  | 214.6843
212.5485 |  | 214.6851
212.6703 |  | 214.6862
214.1078 |  | 214.689
211.1352 |  | 214.6891
211.7004 |  | 214.6899
214.8772 |  | 214.6907
210.7702 |  | 214.6908
214.6121 |  | 214.6911
213.9107 |  | 214.6929
213.2218 |  | 214.693
213.4026 |  | 214.6941
213.7345 |  | 214.6944
211.1292 |  | 214.6951
215.293 |  | 214.6977
210.6335 |  | 214.7001
214.251 |  | 214.7005
213.5386 |  | 214.7014
214.3701 |  | 214.703
213.8109 |  | 214.7045
214.2066 |  | 214.7059
212.3558 |  | 214.7064
213.3578 |  | 214.7067
211.9408 |  | 214.7079
214.3587 |  | 214.71
212.6396 |  | 214.712
213.6351 |  | 214.716
214.2962 |  | 214.7162
213.0848 |  | 214.7173
213.0565 |  | 214.7181
212.464 |  | 214.7183
211.9978 |  | 214.7194
214.804 |  | 214.7222
214.4322 |  | 214.7224
212.8503 |  | 214.7224
214.0594 |  | 214.7227
212.838 |  | 214.7244
210.721 |  | 214.7289
211.419 |  | 214.7304
215.2235 |  | 214.731
211.3808 |  | 214.7324
215.4059 |  | 214.7364
215.088 |  | 214.7366
213.1469 |  | 214.7367
211.6376 |  | 214.7374
212.8257 |  | 214.7377
214.6791 |  | 214.7379
213.1522 |  | 214.7388
214.6455 |  | 214.7389
211.7973 |  | 214.7398
213.2898 |  | 214.7399
212.4274 |  | 214.7403
213.8312 |  | 214.7411
213.81 |  | 214.7418
212.737 |  | 214.7429
213.2637 |  | 214.744
211.9768 |  | 214.7444
211.5414 |  | 214.7452
212.283 |  | 214.7452
214.7654 |  | 214.7455
213.6772 |  | 214.7457
214.0404 |  | 214.7469
213.9995 |  | 214.75
213.5924 |  | 214.7503
212.7268 |  | 214.7504
213.8772 |  | 214.7507
214.2642 |  | 214.7511
213.0595 |  | 214.7513
213.3996 |  | 214.7516
213.1159 |  | 214.7517
213.4814 |  | 214.752
212.7991 |  | 214.7521
212.9771 |  | 214.7553
212.8951 |  | 214.7555
213.1526 |  | 214.7573
212.5887 |  | 214.7587
213.3308 |  | 214.7589
212.3304 |  | 214.7603
213.7314 |  | 214.7631
214.5712 |  | 214.7657
213.1288 |  | 214.7669
214.387 |  | 214.7671
213.6476 |  | 214.768
216.2952 |  | 214.7686
213.2596 |  | 214.7701
212.7968 |  | 214.7701
212.2923 |  | 214.7724
212.605 |  | 214.7725
213.8317 |  | 214.7736
211.1912 |  | 214.774
214.3994 |  | 214.775
212.6247 |  | 214.7755
213.8734 |  | 214.7763
214.2472 |  | 214.7778
214.4737 |  | 214.7784
212.8475 |  | 214.7789
212.4698 |  | 214.7801
215.2129 |  | 214.7809
212.9933 |  | 214.7835
212.4549 |  | 214.7838
212.0273 |  | 214.7847
213.1627 |  | 214.7854
213.4871 |  | 214.7871
215.4432 |  | 214.7883
214.2314 |  | 214.7892
213.5958 |  | 214.7892
214.6399 |  | 214.7896
212.7364 |  | 214.791
213.7133 |  | 214.7946
213.3702 |  | 214.7979
212.5757 |  | 214.7998
214.8866 |  | 214.8031
214.0087 |  | 214.8033
212.3975 |  | 214.8043
214.2131 |  | 214.8077
212.3016 |  | 214.8087
214.8421 |  | 214.8093
213.6707 |  | 214.8122
213.8206 |  | 214.8122
213.9487 |  | 214.8125
213.7494 |  | 214.8132
211.5089 |  | 214.8132
213.0007 |  | 214.8135
214.1051 |  | 214.8143
213.9892 |  | 214.8147
213.9191 |  | 214.8149
214.6058 |  | 214.8155
214.2531 |  | 214.8155
213.3679 |  | 214.8197
213.3278 |  | 214.8199
214.5766 |  | 214.8219
212.8076 |  | 214.822
212.9342 |  | 214.823
215.0261 |  | 214.8234
213.976 |  | 214.8235
212.7651 |  | 214.8236
212.8889 |  | 214.824
213.1629 |  | 214.8243
211.0156 |  | 214.825
214.0581 |  | 214.8253
213.56 |  | 214.8253
212.9532 |  | 214.828
213.0656 |  | 214.8312
212.2196 |  | 214.834
212.8225 |  | 214.8346
214.2164 |  | 214.8358
212.7704 |  | 214.8407
213.5542 |  | 214.8408
211.9216 |  | 214.8411
214.7718 |  | 214.844
212.3271 |  | 214.8478
212.3143 |  | 214.8484
212.091 |  | 214.8543
214.6752 |  | 214.8545
213.4454 |  | 214.8547
214.2932 |  | 214.8551
213.8232 |  | 214.8553
213.9078 |  | 214.8561
213.134 |  | 214.857
211.6111 |  | 214.8571
213.2058 |  | 214.8596
211.5906 |  | 214.8599
213.2912 |  | 214.8612
213.942 |  | 214.8617
212.7422 |  | 214.8625
214.372 |  | 214.8631
214.1793 |  | 214.8635
212.4472 |  | 214.8714
214.7338 |  | 214.874
213.3063 |  | 214.8747
212.8632 |  | 214.8782
213.3633 |  | 214.8798
212.6919 |  | 214.8802
211.4002 |  | 214.8803
211.9567 |  | 214.8811
212.676 |  | 214.8816
213.9378 |  | 214.8851
212.5691 |  | 214.8879
213.9838 |  | 214.8887
211.915 |  | 214.8887
214.6298 |  | 214.8888
216.1497 |  | 214.8889
214.0919 |  | 214.8954
211.7663 |  | 214.8956
214.425 |  | 214.9023
213.982 |  | 214.9148
212.3361 |  | 214.9148
213.4516 |  | 214.9149
212.4241 |  | 214.9157
213.7882 |  | 214.9171
213.4429 |  | 214.9182
211.2443 |  | 214.9204
212.7347 |  | 214.921
213.6865 |  | 214.9215
213.0162 |  | 214.9216
214.4807 |  | 214.9228
214.9298 |  | 214.9232
213.6191 |  | 214.9281
212.0976 |  | 214.9288
212.6894 |  | 214.9308
212.5719 |  | 214.9315
213.5004 |  | 214.9321
212.9969 |  | 214.9328
212.7359 |  | 214.934
213.0666 |  | 214.9341
213.8269 |  | 214.9349
214.942 |  | 214.9359
213.2764 |  | 214.9379
214.9084 |  | 214.9386
211.8055 |  | 214.9424
212.1768 |  | 214.9432
212.8097 |  | 214.945
213.0999 |  | 214.9452
213.069 |  | 214.946
213.8392 |  | 214.9483
212.1013 |  | 214.9531
211.25 |  | 214.9534
212.2228 |  | 214.9539
213.3858 |  | 214.9568
213.4348 |  | 214.9576
213.9017 |  | 214.963
214.6782 |  | 214.9642
211.577 |  | 214.9707
214.0046 |  | 214.9712
212.9437 |  | 214.9717
213.8957 |  | 214.9737
211.0041 |  | 214.9758
212.4854 |  | 214.9763
215.1049 |  | 214.9802
213.393 |  | 214.9813
212.4504 |  | 214.9835
212.3851 |  | 214.9836
213.4191 |  | 214.9836
212.1043 |  | 214.9845
213.4147 |  | 214.986
212.7505 |  | 214.9932
212.2665 |  | 214.9934
213.361 |  | 214.9952
213.9156 |  | 214.9971
215.3505 |  | 214.9972
212.6404 |  | 214.9997
212.3652 |  | 215.0001
211.0948 |  | 215.0011
211.9768 |  | 215.0014
212.8224 |  | 215.0017
214.8604 |  | 215.0028
212.4868 |  | 215.0047
214.6639 |  | 215.0057
212.6579 |  | 215.0058
214.8108 |  | 215.0068
213.0437 |  | 215.0081
214.3528 |  | 215.0098
213.8627 |  | 215.0113
213.8913 |  | 215.0152
212.3276 |  | 215.0168
209.9708 |  | 215.02
213.667 |  | 215.0206
212.7701 |  | 215.0225
215.7678 |  | 215.0248
213.7394 |  | 215.0254
213.8625 |  | 215.0268
214.2769 |  | 215.0278
213.1357 |  | 215.029
211.9324 |  | 215.0296
213.1585 |  | 215.0324
212.815 |  | 215.0342
214.2815 |  | 215.0349
214.2462 |  | 215.0357
213.2197 |  | 215.0368
212.6509 |  | 215.0391
215.2601 |  | 215.0472
214.0833 |  | 215.0502
215.1915 |  | 215.0622
211.7822 |  | 215.063
212.8469 |  | 215.0665
211.8183 |  | 215.0674
210.942 |  | 215.0681
215.0612 |  | 215.0685
212.9509 |  | 215.0688
213.4564 |  | 215.0737
213.3778 |  | 215.0766
212.9048 |  | 215.079
214.8748 |  | 215.08
211.8759 |  | 215.0819
213.6309 |  | 215.0835
212.1083 |  | 215.0841
213.8745 |  | 215.0845
211.5522 |  | 215.0893
213.1621 |  | 215.0902
212.4718 |  | 215.0903
214.3074 |  | 215.0944
213.4281 |  | 215.0967
214.7309 |  | 215.0976
214.1193 |  | 215.0991
212.4904 |  | 215.0995
213.0709 |  | 215.1085
213.7181 |  | 215.1119
211.9717 |  | 215.112
213.3672 |  | 215.1157
215.3628 |  | 215.1176
212.9861 |  | 215.118
213.951 |  | 215.1181
213.5936 |  | 215.1196
214.3158 |  | 215.123
212.8004 |  | 215.1278
215.6211 |  | 215.1325
213.8138 |  | 215.1392
212.8795 |  | 215.1403
213.9415 |  | 215.1404
211.8194 |  | 215.142
213.4967 |  | 215.1426
213.8337 |  | 215.1428
212.9394 |  | 215.1434
214.1112 |  | 215.148
213.582 |  | 215.149
212.9592 |  | 215.155
213.1231 |  | 215.1555
214.2352 |  | 215.1555
214.8667 |  | 215.1556
213.04 |  | 215.1584
214.2983 |  | 215.1591
214.3799 |  | 215.1601
214.6755 |  | 215.1607
214.7407 |  | 215.161
212.2842 |  | 215.1697
213.4763 |  | 215.1731
214.2238 |  | 215.1813
214.0549 |  | 215.1817
213.2211 |  | 215.1836
213.4262 |  | 215.1852
214.947 |  | 215.1877
213.3797 |  | 215.1919
212.0783 |  | 215.195
214.24 |  | 215.2059
214.5193 |  | 215.2081
213.6601 |  | 215.2203
213.4 |  | 215.222
212.9535 |  | 215.2235
212.5471 |  | 215.2261
214.6481 |  | 215.2266
212.0893 |  | 215.2292
216.1729 |  | 215.2329
211.7623 |  | 215.2336
212.7218 |  | 215.2352
212.413 |  | 215.2369
214.5934 |  | 215.2377
212.1151 |  | 215.2385
212.6987 |  | 215.2416
212.2532 |  | 215.2442
211.548 |  | 215.2453
212.9071 |  | 215.2459
212.7155 |  | 215.2481
212.939 |  | 215.2488
214.1978 |  | 215.2546
212.7232 |  | 215.2558
214.0994 |  | 215.2571
213.3399 |  | 215.2614
212.5698 |  | 215.265
213.3853 |  | 215.2706
213.7825 |  | 215.2804
214.0487 |  | 215.2811
214.4353 |  | 215.2829
213.2819 |  | 215.3036
212.9926 |  | 215.309
212.8679 |  | 215.3095
214.6438 |  | 215.3173
214.7853 |  | 215.3221
213.447 |  | 215.3258
212.5617 |  | 215.3271
213.6953 |  | 215.3278
213.1852 |  | 215.3311
212.2561 |  | 215.3318
213.5435 |  | 215.3324
211.8404 |  | 215.3355
212.6127 |  | 215.3359
214.8321 |  | 215.343
214.8735 |  | 215.3453
213.3195 |  | 215.3462
211.6022 |  | 215.3489
211.2746 |  | 215.3508
213.7481 |  | 215.3603
213.1007 |  | 215.3617
214.5014 |  | 215.3645
212.8943 |  | 215.3648
212.1637 |  | 215.369
213.096 |  | 215.3729
211.5523 |  | 215.3734
213.5992 |  | 215.377
213.6246 |  | 215.3774
214.1298 |  | 215.3788
211.278 |  | 215.382
212.5564 |  | 215.3892
212.9422 |  | 215.391
213.9209 |  | 215.3924
214.1034 |  | 215.3939
214.8948 |  | 215.394
213.0483 |  | 215.401
210.9657 |  | 215.4049
213.991 |  | 215.4144
215.5538 |  | 215.4163
213.0538 |  | 215.4223
212.0184 |  | 215.427
213.7428 |  | 215.4276
212.9684 |  | 215.4295
213.5769 |  | 215.4314
213.9915 |  | 215.432
213.8169 |  | 215.4387
213.8889 |  | 215.4397
212.7151 |  | 215.4477
214.5986 |  | 215.4484
211.923 |  | 215.4552
214.0404 |  | 215.4561
213.1386 |  | 215.4585
212.783 |  | 215.4595
210.6745 |  | 215.4602
212.3488 |  | 215.476
213.5336 |  | 215.477
212.4586 |  | 215.479
213.7918 |  | 215.4888
213.8541 |  | 215.4928
213.2751 |  | 215.4977
214.9828 |  | 215.498
213.603 |  | 215.5009
214.688 |  | 215.5114
213.5489 |  | 215.518
214.7518 |  | 215.5221
214.7053 |  | 215.5302
213.9263 |  | 215.5381
215.3686 |  | 215.5492
213.9222 |  | 215.5494
214.5609 |  | 215.5504
213.0772 |  | 215.5608
213.5722 |  | 215.563
212.8887 |  | 215.5674
212.8224 |  | 215.5675
213.4566 |  | 215.5702
212.4908 |  | 215.5723
213.6932 |  | 215.5912
213.7068 |  | 215.5942
214.5847 |  | 215.6064
213.1341 |  | 215.6067
212.4011 |  | 215.6079
212.7474 |  | 215.6409
214.4191 |  | 215.6434
211.5061 |  | 215.644
214.5816 |  | 215.6443
212.0761 |  | 215.6448
213.5428 |  | 215.655
214.6422 |  | 215.656
212.7064 |  | 215.6575
210.71 |  | 215.6617
213.1918 |  | 215.6667
213.8989 |  | 215.6686
213.7473 |  | 215.6717
210.0457 |  | 215.6741
213.9146 |  | 215.6759
214.1513 |  | 215.6792
212.8604 |  | 215.6802
213.5283 |  | 215.6804
213.4295 |  | 215.6845
211.3047 |  | 215.6976
214.1501 |  | 215.6993
211.8682 |  | 215.7002
212.453 |  | 215.7025
213.1734 |  | 215.7154
213.153 |  | 215.7193
215.4957 |  | 215.7204
214.4389 |  | 215.7216
214.2486 |  | 215.7288
211.4518 |  | 215.7371
213.1732 |  | 215.7457
213.3916 |  | 215.7529
212.7676 |  | 215.7602
214.1186 |  | 215.7676
213.6154 |  | 215.7818
212.7724 |  | 215.7908
213.694 |  | 215.7935
211.9362 |  | 215.7949
212.3993 |  | 215.8012
214.272 |  | 215.8044
212.8263 |  | 215.8174
215.0367 |  | 215.8188
212.7956 |  | 215.825
214.2837 |  | 215.8313
212.849 |  | 215.8389
211.7498 |  | 215.8607
212.3062 |  | 215.863
211.5899 |  | 215.8731
212.4701 |  | 215.8778
213.5466 |  | 215.8787
213.0716 |  | 215.8821
215.0229 |  | 215.884
212.4487 |  | 215.8912
213.6076 |  | 215.8914
213.8815 |  | 215.9002
213.7744 |  | 215.9218
212.5246 |  | 215.9239
214.417 |  | 215.9572
211.9154 |  | 215.9646
213.0563 |  | 215.9795
214.488 |  | 216.0092
213.0155 |  | 216.0138
213.5984 |  | 216.0188
213.3405 |  | 216.0209
212.3322 |  | 216.0297
212.5182 |  | 216.0382
214.6581 |  | 216.0576
214.1739 |  | 216.0657
213.5464 |  | 216.1058
215.1011 |  | 216.1345
213.5823 |  | 216.1368
215.0177 |  | 216.141
213.3291 |  | 216.1459
211.9387 |  | 216.1854
213.8747 |  | 216.208
210.6028 |  | 216.2387
214.2128 |  | 216.2553
210.7468 |  | 216.2787
213.868 |  | 216.3374
215.0582 |  | 216.342
212.9805 |  | 216.3815
214.0652 |  | 216.3867
211.7649 |  | 216.4233
211.1642 |  | 216.4317
212.7089 |  | 216.4837
214.5564 |  | 216.5399
211.9625 |  | 216.5549
213.1037 |  | 216.6057
213.7364 |  | 216.6535
213.4969 |  | 216.7143
214.5195 |  | 216.7536
213.6266 |  | 216.7765
213.2453 |  | 216.778
213.2251 |  | 216.837
214.1387 |  | 216.8752
212.7169 |  | 216.9912
213.6836 |  | 217.1